## Overview
TRN Lite Input Data Template |  | PNNL-SA-195863
Version | 1.2
This spreadsheet may be used to collect all necessary inputs for a TRN Lite resilience assessment. After populating this spreadsheet, it can be uploaded to the TRN Lite's website, which will provide opportunity for further editing of inputs, and review of outputs, including risk drivers and suggested resilience solutions.
The green-tabbed data input sheets in this file should be filled out sequentially, from left to right when viewing the sheet tabs. It's not a problem to return to an earlier sheet (i.e., to the left of your current sheet) to add or revise entries, but it's important to then review later sheets for any resulting necessary revisions. Sheet-specific instructions are included on each sheet.
On some sheets (Detail-MapCL, Disrupt-MapSR) it may be useful to employ Excel's row-filtering capability, to only show rows relevant to your particular situation. Notes are included on those sheets that call attention to the specific columns to be filtered.*
Each sheet uses the following cell fill colors to differentiate input and non-input cells.
Input cell
Non-input cell
Below is a table conveying the relationship between the sheets and the various TRN Lite sections and sub-sections.
Sheet name | TRN Lite section | TRN Lite sub-section(s)
Site-Wide | Site-Wide Information | Site Details, Critical Functions, Facilities, Map to Critical Functions
Detail-CL | Detailed Information | Critical Loads
Detail-LR | Detailed Information | Load Redundancies
Detail-FR | Detailed Information | Function Restoration
Detail-SR | Detailed Information | Supply Redundancies
Detail-MapCL | Detailed Information | Map to Critical Loads
Disrupt-GH | Disruptions | Grouped Hazards
Disrupt-DIH | Disruptions | Dual-Impact Hazards
Disrupt-MapSR | Disruptions | Map to Supply Redundancies
Disrupt-LF | Disruptions | Load Failures
* Below is a screen capture of row-filtering on the Disrupt-MapSR sheet. To access the filtering menu on a relevant sheet, click the down arrow (highlighted in the image) in the column header. In this case it is being used to filter out rows without entries (i.e., having "blank" values) for redundant systems. Unchecking the "(Blanks)" entry, and then clicking "OK," filters out those "blank" records in that particular column. The filtering can easily be removed and re-applied, which may be necessary if additional inputs are added on prior sheets.

## Site-Wide
1. Site Details |  | 2. Critical Functions |  |  | 3. Facilities |  | 4. Facilities - Map to Critical Functions
Enter your site’s 5-digit zip code. Additionally, specify whether your site is prone to flooding. These inputs help the TRN Lite identify potential natural hazards based on your site’s location. |  | Develop a list of critical functions at your site. Ensure each critical function has a unique name. You may leave cells blank in Column E if you do not need them. There is no requirement to have 10 critical functions and many sites have fewer. Each critical function must have a weighting factor, which helps to establish each function’s relative criticality, or importance. Critical functions with the same relative importance should have the same weighting factor. |  |  | For each critical function previously entered, enter the facilities that house the function. Each facility should have a unique name. |  | For each previously entered critical function, indicate which facility/facilities enable (i.e., support) that function. If a critical function is enabled by multiple facilities, more than one facility may be selected.
Zip code | Is the site in a location that has the potential to experience flooding? | Critical Function ID | Critical Function | Weighting Factor | Facility ID | Facility | Critical Function ID | Critical Function | Access Control Booth | Data Center | Training Facility
77373 | Yes | 1 | Conduct IT training | 1 | 1 | Access Control Booth | 1 | Conduct IT training |  |  | Enables
|  | 2 | Secure premises and regulate facility access | 10 | 2 | Data Center | 2 | Secure premises and regulate facility access | Enables | Enables | Enables
|  | 3 | Store and process data | 10 | 3 | Training Facility | 3 | Store and process data |  | Enables
|  | 4 |  |  | 4 |  | 4
|  | 5 |  |  | 5 |  | 5
|  | 6 |  |  | 6 |  | 6
|  | 7 |  |  | 7 |  | 7
|  | 8 |  |  | 8 |  | 8
|  | 9 |  |  | 9 |  | 9
|  | 10 |  |  | 10 |  | 10

## Detail-CL
5. Critical Loads | [7 empty] | Facilities Associated with Critical Load |  |  | (HIDE COL) | (HIDE COL) | (HIDE COL) | (HIDE COL) | (HIDE COL) | (HIDE COL) | (HIDE COL) | (HIDE COL) | (HIDE COL) | (HIDE COL) | (HIDE COL) | (HIDE COL)
Establish a list of critical loads, or the specific equipment, assets or systems (or potentially in some cases, buildings) required to sustain critical functions. Enter a unique name for each into Column B. In Column C, specify the type of critical load. In Column D, select which critical function is served by that load. In Columns E, F, and G, denote which resources the critical load uses. In Column H, enter the tolerable outage duration (TOD). The TOD is the amount of time the critical load could be lost without unacceptable interruption to the critical function. | [7 empty] | In columns I through R, for each critical load, select the facilities with which it is associated. You may select a subset of or all of the facilities that support the function served by the load. For each critical load, only facilities supporting the function served by the load are available for selection. |  |  |  |  | These columns are used to determine if a given line's critical function supports a facility; 1 means it does. These are used to drive some conditional formatting in columns I through R. In those columns a user chooses the subset of function-supporting facilities that are associated with a critical load.
[13 empty] | 1 | 2 | 3 | 4 | 5 | 6 | 7 | 8 | 9 | 10
Critical Load ID | Critical Load | Critical Load Type | Critical Function | Requires electricity? | Requires natural gas? | Requires water? | Tolerable Outage Duration (TOD) (hrs) | Access Control Booth | Data Center | Training Facility | Critical Function ID | (column used to test for stale drop-down data) | These columns are used to determine if a given line's critical function supports a facility; 1 means it does. These are used to drive some conditional formatting in columns I through R. In those columns a user chooses the subset of function-supporting facilities that are associated with a critical load. 1: Access Control Booth; These columns are used to determine if a given line's critical function supports a facility; 1 means it does. These are used to drive some conditional formatting in columns I through R. In those columns a user chooses the subset of function-supporting facilities that are associated with a critical load. 2: Data Center; These columns are used to determine if a given line's critical function supports a facility; 1 means it does. These are used to drive some conditional formatting in columns I through R. In those columns a user chooses the subset of function-supporting facilities that are associated with a critical load. 3: Training Facility
1 | Access control booth | Building | Secure premises and regulate facility access | Yes | No | No | 0.02 | Yes |  |  | 2 |  | 1 | 1 | 1 | 0 | 0 | 0 | 0 | 0 | 0 | 0
2 | Access control keypads | Equipment, Asset, or System | Secure premises and regulate facility access | Yes | No | No | 0.1 | Yes | Yes | Yes | 2 |  | 1 | 1 | 1 | 0 | 0 | 0 | 0 | 0 | 0 | 0
3 | Computer stations | Equipment, Asset, or System | Conduct IT training | Yes | No | No | 72 |  |  | Yes | 1 |  | 0 | 0 | 1 | 0 | 0 | 0 | 0 | 0 | 0 | 0
4 | Data processing and analytics servers | Equipment, Asset, or System | Store and process data | Yes | No | No | 0.1 |  | Yes |  | 3 |  | 0 | 1 | 0 | 0 | 0 | 0 | 0 | 0 | 0 | 0
5 | Data storage servers | Equipment, Asset, or System | Store and process data | Yes | No | No | 0 |  | Yes |  | 3 |  | 0 | 1 | 0 | 0 | 0 | 0 | 0 | 0 | 0 | 0
6 | HVAC | Equipment, Asset, or System | Store and process data | Yes | No | No | 1 |  | Yes |  | 3 |  | 0 | 1 | 0 | 0 | 0 | 0 | 0 | 0 | 0 | 0
7 | Heating system: Thermostat, furnace, ductwork | Equipment, Asset, or System | Conduct IT training | No | Yes | No | 74 |  |  | Yes | 1 |  | 0 | 0 | 1 | 0 | 0 | 0 | 0 | 0 | 0 | 0
8 | Lighting | Equipment, Asset, or System | Conduct IT training | Yes | No | No | 72 |  |  | Yes | 1 |  | 0 | 0 | 1 | 0 | 0 | 0 | 0 | 0 | 0 | 0
9 | Routers | Equipment, Asset, or System | Store and process data | Yes | No | No | 0.1 |  | Yes |  | 3 |  | 0 | 1 | 0 | 0 | 0 | 0 | 0 | 0 | 0 | 0
10 | Security cameras | Equipment, Asset, or System | Secure premises and regulate facility access | Yes | No | No | 0.02 | Yes | Yes | Yes | 2 |  | 1 | 1 | 1 | 0 | 0 | 0 | 0 | 0 | 0 | 0
11 | Server cooling system | Equipment, Asset, or System | Store and process data | Yes | No | Yes | 2 |  | Yes |  | 3 |  | 0 | 1 | 0 | 0 | 0 | 0 | 0 | 0 | 0 | 0
12 | Water for restroom and kitchenette sinks/toilets | Equipment, Asset, or System | Conduct IT training | No | No | Yes | 74 |  |  | Yes | 1 |  | 0 | 0 | 1 | 0 | 0 | 0 | 0 | 0 | 0 | 0
13 | [12 empty] | 0 | 0 | 0 | 0 | 0 | 0 | 0 | 0 | 0 | 0
14 | [12 empty] | 0 | 0 | 0 | 0 | 0 | 0 | 0 | 0 | 0 | 0
15 | [12 empty] | 0 | 0 | 0 | 0 | 0 | 0 | 0 | 0 | 0 | 0
16 | [12 empty] | 0 | 0 | 0 | 0 | 0 | 0 | 0 | 0 | 0 | 0
17 | [12 empty] | 0 | 0 | 0 | 0 | 0 | 0 | 0 | 0 | 0 | 0
18 | [12 empty] | 0 | 0 | 0 | 0 | 0 | 0 | 0 | 0 | 0 | 0
19 | [12 empty] | 0 | 0 | 0 | 0 | 0 | 0 | 0 | 0 | 0 | 0
20 | [12 empty] | 0 | 0 | 0 | 0 | 0 | 0 | 0 | 0 | 0 | 0
21 | [12 empty] | 0 | 0 | 0 | 0 | 0 | 0 | 0 | 0 | 0 | 0
22 | [12 empty] | 0 | 0 | 0 | 0 | 0 | 0 | 0 | 0 | 0 | 0
23 | [12 empty] | 0 | 0 | 0 | 0 | 0 | 0 | 0 | 0 | 0 | 0
24 | [12 empty] | 0 | 0 | 0 | 0 | 0 | 0 | 0 | 0 | 0 | 0
25 | [12 empty] | 0 | 0 | 0 | 0 | 0 | 0 | 0 | 0 | 0 | 0
26 | [12 empty] | 0 | 0 | 0 | 0 | 0 | 0 | 0 | 0 | 0 | 0
27 | [12 empty] | 0 | 0 | 0 | 0 | 0 | 0 | 0 | 0 | 0 | 0
28 | [12 empty] | 0 | 0 | 0 | 0 | 0 | 0 | 0 | 0 | 0 | 0
29 | [12 empty] | 0 | 0 | 0 | 0 | 0 | 0 | 0 | 0 | 0 | 0
30 | [12 empty] | 0 | 0 | 0 | 0 | 0 | 0 | 0 | 0 | 0 | 0
Note on H7: Author: This is the amount of time the critical load could be lost without unacceptable interruption to the critical function. There are two components to this: 1) the duration of time for which a critical function may persist without the critical load, and 2) the site’s tolerance for the loss of the critical function.

## Detail-LR
6. Load Redundancies | [5 empty] | Start-Up |  | (HIDE COL) | (HIDE COL)
Record any load redundancies, which are the duplicative equipment, assets, or systems available to provide the critical load’s functionality in the event of failure. Redundancy for buildings is not considered in the TRN Lite, as having an unused duplicate building is highly unlikely. For critical loads of other types, the redundancy must not already be in use for other purposes and must be pre-installed and/or pre-configured to take over for the critical load. If the critical load is defined as a group of units of the same piece of equipment, the redundancy must be capable of fully replacing at least one of the units within the grouped critical load. Each redundancy should have a unique name in Column E. Enter the time to initiate operation in Column F. | [5 empty] | For each load redundancy, read each question in Row 7 and select "Yes" or "No" in the two columns. Responses will be disabled where questions are not applicable, based on previous responses.
Critical Load ID | Critical Load | Critical Load Type | Load Redundancy? | Load Redundancy Name | Time to Initiate (hrs) | Is the load redundancy configured to automatically start upon failure of the critical load? | If manual start-up of the load redundancy is required, is it supported by written, up-to-date procedures, and are these procedures trained upon with documentation of completion of the training? | LR-X2 | LR-X3
1 | Access control booth | Building
2 | Access control keypads | Equipment, Asset, or System | Yes | Backup keypads (x4) | 2 | No | No | 0.1 | 0.8
3 | Computer stations | Equipment, Asset, or System | Yes | Backup computer stations (x2) | 0.5 | No | No | 0.1 | 0.8
4 | Data processing and analytics servers | Equipment, Asset, or System | Yes | Backup data processing servers (x10) | 0.01 | Yes |  | 0.01 | 0
5 | Data storage servers | Equipment, Asset, or System | Yes | Backup storage servers (x5) | 0.01 | Yes |  | 0.01 | 0
6 | HVAC | Equipment, Asset, or System
7 | Heating system: Thermostat, furnace, ductwork | Equipment, Asset, or System
8 | Lighting | Equipment, Asset, or System
9 | Routers | Equipment, Asset, or System
10 | Security cameras | Equipment, Asset, or System | Yes | Backup security cameras (x2) | 2 | No | Yes | 0.1 | 0
11 | Server cooling system | Equipment, Asset, or System | Yes | Backup in-place cooling system | 0.05 | Yes |  | 0.01 | 0
12 | Water for restroom and kitchenette sinks/toilets | Equipment, Asset, or System
13
14
15
16
17
18
19
20
21
22
23
24
25
26
27
28
29
30

## Detail-FR
7. Function Restoration
Record whether the capability exists to restore each critical function without their critical load(s). If a critical function can be restored without the critical load, record the time to initiate restoration in Column E. Select "Yes" in Column F if the site has documented and exercised this capability.
Critical Function ID | Critical Function | Critical Load(s) | Capability to restore function without critical load(s)? | How long does it take to initiate the capability? (hrs) | Has the site documented AND exercised the function restoration capability? | Probabilty the function restoration capability will succeed
1 | Conduct IT training | Computer stations,Heating system: Thermostat, furnace, ductwork,Lighting,Water for restroom and kitchenette sinks/toilets | No |  |  | 0%
2 | Secure premises and regulate facility access | Access control booth,Access control keypads,Security cameras | No |  |  | 0%
3 | Store and process data | Data processing and analytics servers,Data storage servers,HVAC,Routers,Server cooling system | Yes | 0.5 | No | 10%
4
5
6
7
8
9
10

## Detail-SR
8. Supply Redundancies |  |  |  |  | Reliability |  |  | Start-Up |  | (HIDE COL) | (HIDE COL) | (HIDE COL)
Does the site have any supply redundancies for energy or water? Each supply redundancy should have a unique name in Column B. Enter the time to initiate operation in Column C and the estimated run time in Column D. Select the supply type it supports from the list in Column E. |  |  |  |  | For each supply redundancy, read each question in Row 7 and select "Yes" or "No" in this and subsequent columns. Some responses will be disabled, where questions are not applicable, based on previous responses.
Supply Redundancy ID | Supply Redundancy | Time to Initiate (hrs) | Estimated Run Time (hrs) | Supported Supply Type | Is the equipment in the supply redundancy part of a preventive maintenance program? | Are written schedules and procedures in place and followed for the preventive maintenance and testing of the equipment? | Is there documentation of performance of preventive maintenance and testing, and documentation of observations associated with these activities? | Is the supply redundancy configured to automatically start upon disruption of the primary supply system? | If manual start-up of the supply redundancy is required, is it supported by written, up-to-date procedures, and are these procedures trained upon with documentation of completion of the training? | SR-X1 | SR-X2 | SR-X3
1 | Diesel generator B | 1 | 120 | Electricity | Yes | Yes | Yes | No | Yes | 0 | 0.1 | 0
2 | On-site water tower | 1 | 336 | Water | No |  |  | No | No | 0.8 | 0.1 | 0.8
3 | UPS plus diesel generator A | 0.01 | 120 | Electricity | Yes | Yes | Yes | Yes |  | 0 | 0.01 | 0
4
5
6
7
8
9
10
11
12
13
14
15
16
17
18
19
20

## Detail-MapCL
9. Map to Critical Loads | [5 empty] | (HIDE COL) | (HIDE COL) | (HIDE COL) | (HIDE COL) | (HIDE COL) | (HIDE COL)
The TRN Lite refers to first and second supply redundancies to account for loads with two layers of redundancy as a way to manage risk (e.g., a battery energy storage system and a generator). These supply redundancies are modeled as independent with the second supply redundancy only being used if the first supply redundancy fails to start. For each critical load, identify the supply redundancies currently supporting that load via the dropdown menus in Column E (the “First Supply Redundancy”) and Column F (“Second Supply Redundancy”). If a specific critical load is not supported by a supply redundancy, select “None.”
Recommend applying filter, to exclude blanks for critical loads.
SRMtCL Record # | Critical Load ID | Critical Load | Supply Type | First Supply Redundancy | Second Supply Redundancy | (data validation column - tests for same first and second supply redundancies) | (data validation column - tests for 2nd supply redundancy when "None" in 1st) | First Supply Redundancy ID | Second Supply Redundancy ID | (column used to test for stale drop-down data) | (column used to test for stale drop-down data) | Data Entry Error Notifications
1 | 1 | Access control booth | Electricity
2 | 1
3 | 1
4 | 2 | Access control keypads | Electricity | UPS plus diesel generator A | Diesel generator B |  |  | 3 | 1
5 | 2
6 | 2
7 | 3 | Computer stations | Electricity | Diesel generator B |  |  |  | 1
8 | 3
9 | 3
10 | 4 | Data processing and analytics servers | Electricity | UPS plus diesel generator A | Diesel generator B |  |  | 3 | 1
11 | 4
12 | 4
13 | 5 | Data storage servers | Electricity | UPS plus diesel generator A | Diesel generator B |  |  | 3 | 1
14 | 5
15 | 5
16 | 6 | HVAC | Electricity | UPS plus diesel generator A | Diesel generator B |  |  | 3 | 1
17 | 6
18 | 6
19 | 7
20 | 7 | Heating system: Thermostat, furnace, ductwork | Natural Gas
21 | 7
22 | 8 | Lighting | Electricity | Diesel generator B |  |  |  | 1
23 | 8
24 | 8
25 | 9 | Routers | Electricity | UPS plus diesel generator A | Diesel generator B |  |  | 3 | 1
26 | 9
27 | 9
28 | 10 | Security cameras | Electricity | UPS plus diesel generator A | Diesel generator B |  |  | 3 | 1
29 | 10
30 | 10
31 | 11 | Server cooling system | Electricity | UPS plus diesel generator A | Diesel generator B |  |  | 3 | 1
32 | 11
33 | 11 | Server cooling system | Water | On-site water tower |  |  |  | 2
34 | 12
35 | 12
36 | 12 | Water for restroom and kitchenette sinks/toilets | Water | On-site water tower |  |  |  | 2
37 | 13
38 | 13
39 | 13
40 | 14
41 | 14
42 | 14
43 | 15
44 | 15
45 | 15
46 | 16
47 | 16
48 | 16
49 | 17
50 | 17
51 | 17
52 | 18
53 | 18
54 | 18
55 | 19
56 | 19
57 | 19
58 | 20
59 | 20
60 | 20
61 | 21
62 | 21
63 | 21
64 | 22
65 | 22
66 | 22
67 | 23
68 | 23
69 | 23
70 | 24
71 | 24
72 | 24
73 | 25
74 | 25
75 | 25
76 | 26
77 | 26
78 | 26
79 | 27
80 | 27
81 | 27
82 | 28
83 | 28
84 | 28
85 | 29
86 | 29
87 | 29
88 | 30
89 | 30
90 | 30

## Disrupt-GH
10. Grouped Hazards |  |  |  |  | (HIDE COL) | (HIDE COL)
Characterize generic outages of the primary energy and/or water supplies at your site. Such “grouped” hazards in the TRN Lite capture outages from any cause, as long as the hazards wouldn’t also have the potential to damage on-site assets (i.e., supply redundancies). For each supply type, review the provided outage duration and select the anticipated frequency with which you would expect to see such an outage.
Hazard ID | Hazard | Affected Supply | Outage Duration | Frequency | Outage Duration (hours) | Frequency (numerical)
GH1 | Electricity, 1 hour outage | Electricity | 1 hour | Likely (once a year) | 1 | 1
GH2 | Electricity, 1 day outage | Electricity | 1 day | Anticipated (1 in 10 years) | 24 | 0.1
GH3 | Electricity, 1 week outage | Electricity | 1 week | Unlikely (1 in 100 years) | 168 | 0.01
GH4 | Electricity, 1 month outage | Electricity | 1 month | Extremely unlikely (1 in 1,000 years) | 720 | 0.001
GH5 | Electricity, 6 months outage | Electricity | 6 months | - not included in evaluation -
GH6 | Natural Gas, 1 hour outage | Natural Gas | 1 hour | Unlikely (1 in 100 years) | 1 | 0.01
GH7 | Natural Gas, 1 day outage | Natural Gas | 1 day | Extremely unlikely (1 in 1,000 years) | 24 | 0.001
GH8 | Natural Gas, 1 week outage | Natural Gas | 1 week | - not included in evaluation - | 168
GH9 | Natural Gas, 1 month outage | Natural Gas | 1 month | - not included in evaluation - | 720
GH10 | Natural Gas, 6 months outage | Natural Gas | 6 months | - not included in evaluation -
GH11 | Water, 1 hour outage | Water | 1 hour | Anticipated (1 in 10 years) | 1 | 0.1
GH12 | Water, 1 day outage | Water | 1 day | Unlikely (1 in 100 years) | 24 | 0.01
GH13 | Water, 1 week outage | Water | 1 week | Extremely unlikely (1 in 1,000 years) | 168 | 0.001
GH14 | Water, 1 month outage | Water | 1 month | - not included in evaluation - | 720
GH15 | Water, 6 months outage | Water | 6 months | - not included in evaluation -

## Disrupt-DIH
[6 empty] | (HIDE COL) | (HIDE COL) | (HIDE COL) | (HIDE COL)
11. Dual-Impact Hazards
Consider specific hazards or threats that may cause outages to the primary energy and/or water supplies at your site while also damaging on-site assets (i.e., supply redundancies). Specify a unique name for each dual-impact hazard, estimate the frequency with which the hazard is expected occur, and estimate how long each supply type will be unavailable (select "N/A" if a supply type will be unaffected). Note that the TRN Lite includes a “Select Potential Hazard” tool that provides anticipated frequencies of natural hazards in your site’s county; it may be easier to generate this data within the TRN Lite as a result.
Dual-Impact Hazard ID | Dual-Impact Hazard | Frequency | Electricity Outage Duration | Natural Gas Outage Duration | Water Outage Duration | Frequency (numerical) | Electricity Outage Duration (hours) | Natural Gas Outage Duration (hours) | Water Outage Duration (hours)
D1 | Animal damage to site distribution system | Likely (once a year) | 1 hour | N/A | N/A | 1 | 1
D2 | Cyberattack (extensive malware attack) | Anticipated (1 in 10 years) | 1 day | N/A | N/A | 0.1 | 24
D3 | Hurricane, Category 3 | Likely (once a year) | 1 day | N/A | N/A | 1 | 24
D4 | Hurricane, Category 5 | Anticipated (1 in 10 years) | 1 week | 1 week | 1 week | 0.1 | 168 | 168 | 168
D5 | Riverine Flooding | Likely (once a year) | 1 hour | N/A | N/A | 1 | 1
D6 | Winter Weather | Likely (once a year) | 1 day | N/A | 1 day | 1 | 24 |  | 24
D7
D8
D9
D10
D11
D12
D13
D14
D15

## Disrupt-DIH TR (hidden)
TO BE HIDDEN
TR = transformed
Dual-Impact Hazard ID | Supply Differentiator | Column Reference | Fuel-Specific Dual-Impact Hazard ID | Dual-Impact Hazard | Affected Supply | Outage Duration (hours) | Frequency (numerical)
D1 | a | 1 | D1a | Animal damage to site distribution system | Electricity | 1 | 1
D1 | b | 2 | D1b | Animal damage to site distribution system | Natural Gas |  | 1
D1 | c | 3 | D1c | Animal damage to site distribution system | Water |  | 1
D2 | a | 1 | D2a | Cyberattack (extensive malware attack) | Electricity | 24 | 0.1
D2 | b | 2 | D2b | Cyberattack (extensive malware attack) | Natural Gas |  | 0.1
D2 | c | 3 | D2c | Cyberattack (extensive malware attack) | Water |  | 0.1
D3 | a | 1 | D3a | Hurricane, Category 3 | Electricity | 24 | 1
D3 | b | 2 | D3b | Hurricane, Category 3 | Natural Gas |  | 1
D3 | c | 3 | D3c | Hurricane, Category 3 | Water |  | 1
D4 | a | 1 | D4a | Hurricane, Category 5 | Electricity | 168 | 0.1
D4 | b | 2 | D4b | Hurricane, Category 5 | Natural Gas | 168 | 0.1
D4 | c | 3 | D4c | Hurricane, Category 5 | Water | 168 | 0.1
D5 | a | 1 | D5a | Riverine Flooding | Electricity | 1 | 1
D5 | b | 2 | D5b | Riverine Flooding | Natural Gas |  | 1
D5 | c | 3 | D5c | Riverine Flooding | Water |  | 1
D6 | a | 1 | D6a | Winter Weather | Electricity | 24 | 1
D6 | b | 2 | D6b | Winter Weather | Natural Gas |  | 1
D6 | c | 3 | D6c | Winter Weather | Water | 24 | 1
D7 | a | 1 | D7a
D7 | b | 2 | D7b
D7 | c | 3 | D7c
D8 | a | 1 | D8a
D8 | b | 2 | D8b
D8 | c | 3 | D8c
D9 | a | 1 | D9a
D9 | b | 2 | D9b
D9 | c | 3 | D9c
D10 | a | 1 | D10a
D10 | b | 2 | D10b
D10 | c | 3 | D10c
D11 | a | 1 | D11a
D11 | b | 2 | D11b
D11 | c | 3 | D11c
D12 | a | 1 | D12a
D12 | b | 2 | D12b
D12 | c | 3 | D12c
D13 | a | 1 | D13a
D13 | b | 2 | D13b
D13 | c | 3 | D13c
D14 | a | 1 | D14a
D14 | b | 2 | D14b
D14 | c | 3 | D14c
D15 | a | 1 | D15a
D15 | b | 2 | D15b
D15 | c | 3 | D15c

## Disrupt-MapSR
(HIDE COL)
12. Map to Supply Redundancies | [10 empty] | Vulnerability-supporting calculation | (HIDE COL)
Denote whether each supply redundancy is designed to withstand the dual-impact hazards below. |  |  | (HIDE) | (HIDE) | (HIDE) | (HIDE)
Recommend applying filter, to exclude blanks for supply redundancies.
HMtSR Record # | Dual-Impact Hazard ID | Dual-Impact Hazard | Potential Affected Supply | Affects electricity? | Affects natural gas? | Affects water? | Affected Supply | Supply Redundancy ID | Supply Redundancy | Supply redundancy can withstand hazard? | SR-X4 | Fuel-Specific Dual-Impact Hazard ID
1 | D1 | Animal damage to site distribution system | Electricity | Yes | No | No | Electricity | 1 | Diesel generator B | Yes | 0 | D1a
2 | D1 | Animal damage to site distribution system | Electricity | Yes | No | No | Electricity | 2 |  |  | 0 | D1a
3 | D1 | Animal damage to site distribution system | Electricity | Yes | No | No | Electricity | 3 | UPS plus diesel generator A | Yes | 0 | D1a
4 | D1 | Animal damage to site distribution system | Electricity | Yes | No | No | Electricity | 4 |  |  | 0 | D1a
5 | D1 | Animal damage to site distribution system | Electricity | Yes | No | No | Electricity | 5 |  |  | 0 | D1a
6 | D1 | Animal damage to site distribution system | Electricity | Yes | No | No | Electricity | 6 |  |  | 0 | D1a
7 | D1 | Animal damage to site distribution system | Electricity | Yes | No | No | Electricity | 7 |  |  | 0 | D1a
8 | D1 | Animal damage to site distribution system | Electricity | Yes | No | No | Electricity | 8 |  |  | 0 | D1a
9 | D1 | Animal damage to site distribution system | Electricity | Yes | No | No | Electricity | 9 |  |  | 0 | D1a
10 | D1 | Animal damage to site distribution system | Electricity | Yes | No | No | Electricity | 10 |  |  | 0 | D1a
11 | D1 | Animal damage to site distribution system | Electricity | Yes | No | No | Electricity | 11 |  |  | 0 | D1a
12 | D1 | Animal damage to site distribution system | Electricity | Yes | No | No | Electricity | 12 |  |  | 0 | D1a
13 | D1 | Animal damage to site distribution system | Electricity | Yes | No | No | Electricity | 13 |  |  | 0 | D1a
14 | D1 | Animal damage to site distribution system | Electricity | Yes | No | No | Electricity | 14 |  |  | 0 | D1a
15 | D1 | Animal damage to site distribution system | Electricity | Yes | No | No | Electricity | 15 |  |  | 0 | D1a
16 | D1 | Animal damage to site distribution system | Electricity | Yes | No | No | Electricity | 16 |  |  | 0 | D1a
17 | D1 | Animal damage to site distribution system | Electricity | Yes | No | No | Electricity | 17 |  |  | 0 | D1a
18 | D1 | Animal damage to site distribution system | Electricity | Yes | No | No | Electricity | 18 |  |  | 0 | D1a
19 | D1 | Animal damage to site distribution system | Electricity | Yes | No | No | Electricity | 19 |  |  | 0 | D1a
20 | D1 | Animal damage to site distribution system | Electricity | Yes | No | No | Electricity | 20 |  |  | 0 | D1a
21 | D1 |  | Natural Gas | Yes | No | No |  | 1 |  |  | 0 | D1b
22 | D1 |  | Natural Gas | Yes | No | No |  | 2 |  |  | 0 | D1b
23 | D1 |  | Natural Gas | Yes | No | No |  | 3 |  |  | 0 | D1b
24 | D1 |  | Natural Gas | Yes | No | No |  | 4 |  |  | 0 | D1b
25 | D1 |  | Natural Gas | Yes | No | No |  | 5 |  |  | 0 | D1b
26 | D1 |  | Natural Gas | Yes | No | No |  | 6 |  |  | 0 | D1b
27 | D1 |  | Natural Gas | Yes | No | No |  | 7 |  |  | 0 | D1b
28 | D1 |  | Natural Gas | Yes | No | No |  | 8 |  |  | 0 | D1b
29 | D1 |  | Natural Gas | Yes | No | No |  | 9 |  |  | 0 | D1b
30 | D1 |  | Natural Gas | Yes | No | No |  | 10 |  |  | 0 | D1b
31 | D1 |  | Natural Gas | Yes | No | No |  | 11 |  |  | 0 | D1b
32 | D1 |  | Natural Gas | Yes | No | No |  | 12 |  |  | 0 | D1b
33 | D1 |  | Natural Gas | Yes | No | No |  | 13 |  |  | 0 | D1b
34 | D1 |  | Natural Gas | Yes | No | No |  | 14 |  |  | 0 | D1b
35 | D1 |  | Natural Gas | Yes | No | No |  | 15 |  |  | 0 | D1b
36 | D1 |  | Natural Gas | Yes | No | No |  | 16 |  |  | 0 | D1b
37 | D1 |  | Natural Gas | Yes | No | No |  | 17 |  |  | 0 | D1b
38 | D1 |  | Natural Gas | Yes | No | No |  | 18 |  |  | 0 | D1b
39 | D1 |  | Natural Gas | Yes | No | No |  | 19 |  |  | 0 | D1b
40 | D1 |  | Natural Gas | Yes | No | No |  | 20 |  |  | 0 | D1b
41 | D1 |  | Water | Yes | No | No |  | 1 |  |  | 0 | D1c
42 | D1 |  | Water | Yes | No | No |  | 2 |  |  | 0 | D1c
43 | D1 |  | Water | Yes | No | No |  | 3 |  |  | 0 | D1c
44 | D1 |  | Water | Yes | No | No |  | 4 |  |  | 0 | D1c
45 | D1 |  | Water | Yes | No | No |  | 5 |  |  | 0 | D1c
46 | D1 |  | Water | Yes | No | No |  | 6 |  |  | 0 | D1c
47 | D1 |  | Water | Yes | No | No |  | 7 |  |  | 0 | D1c
48 | D1 |  | Water | Yes | No | No |  | 8 |  |  | 0 | D1c
49 | D1 |  | Water | Yes | No | No |  | 9 |  |  | 0 | D1c
50 | D1 |  | Water | Yes | No | No |  | 10 |  |  | 0 | D1c
51 | D1 |  | Water | Yes | No | No |  | 11 |  |  | 0 | D1c
52 | D1 |  | Water | Yes | No | No |  | 12 |  |  | 0 | D1c
53 | D1 |  | Water | Yes | No | No |  | 13 |  |  | 0 | D1c
54 | D1 |  | Water | Yes | No | No |  | 14 |  |  | 0 | D1c
55 | D1 |  | Water | Yes | No | No |  | 15 |  |  | 0 | D1c
56 | D1 |  | Water | Yes | No | No |  | 16 |  |  | 0 | D1c
57 | D1 |  | Water | Yes | No | No |  | 17 |  |  | 0 | D1c
58 | D1 |  | Water | Yes | No | No |  | 18 |  |  | 0 | D1c
59 | D1 |  | Water | Yes | No | No |  | 19 |  |  | 0 | D1c
60 | D1 |  | Water | Yes | No | No |  | 20 |  |  | 0 | D1c
61 | D2 | Cyberattack (extensive malware attack) | Electricity | Yes | No | No | Electricity | 1 | Diesel generator B |  | 0.8 | D2a
62 | D2 | Cyberattack (extensive malware attack) | Electricity | Yes | No | No | Electricity | 2 |  |  | 0 | D2a
63 | D2 | Cyberattack (extensive malware attack) | Electricity | Yes | No | No | Electricity | 3 | UPS plus diesel generator A |  | 0.8 | D2a
64 | D2 | Cyberattack (extensive malware attack) | Electricity | Yes | No | No | Electricity | 4 |  |  | 0 | D2a
65 | D2 | Cyberattack (extensive malware attack) | Electricity | Yes | No | No | Electricity | 5 |  |  | 0 | D2a
66 | D2 | Cyberattack (extensive malware attack) | Electricity | Yes | No | No | Electricity | 6 |  |  | 0 | D2a
67 | D2 | Cyberattack (extensive malware attack) | Electricity | Yes | No | No | Electricity | 7 |  |  | 0 | D2a
68 | D2 | Cyberattack (extensive malware attack) | Electricity | Yes | No | No | Electricity | 8 |  |  | 0 | D2a
69 | D2 | Cyberattack (extensive malware attack) | Electricity | Yes | No | No | Electricity | 9 |  |  | 0 | D2a
70 | D2 | Cyberattack (extensive malware attack) | Electricity | Yes | No | No | Electricity | 10 |  |  | 0 | D2a
71 | D2 | Cyberattack (extensive malware attack) | Electricity | Yes | No | No | Electricity | 11 |  |  | 0 | D2a
72 | D2 | Cyberattack (extensive malware attack) | Electricity | Yes | No | No | Electricity | 12 |  |  | 0 | D2a
73 | D2 | Cyberattack (extensive malware attack) | Electricity | Yes | No | No | Electricity | 13 |  |  | 0 | D2a
74 | D2 | Cyberattack (extensive malware attack) | Electricity | Yes | No | No | Electricity | 14 |  |  | 0 | D2a
75 | D2 | Cyberattack (extensive malware attack) | Electricity | Yes | No | No | Electricity | 15 |  |  | 0 | D2a
76 | D2 | Cyberattack (extensive malware attack) | Electricity | Yes | No | No | Electricity | 16 |  |  | 0 | D2a
77 | D2 | Cyberattack (extensive malware attack) | Electricity | Yes | No | No | Electricity | 17 |  |  | 0 | D2a
78 | D2 | Cyberattack (extensive malware attack) | Electricity | Yes | No | No | Electricity | 18 |  |  | 0 | D2a
79 | D2 | Cyberattack (extensive malware attack) | Electricity | Yes | No | No | Electricity | 19 |  |  | 0 | D2a
80 | D2 | Cyberattack (extensive malware attack) | Electricity | Yes | No | No | Electricity | 20 |  |  | 0 | D2a
81 | D2 |  | Natural Gas | Yes | No | No |  | 1 |  |  | 0 | D2b
82 | D2 |  | Natural Gas | Yes | No | No |  | 2 |  |  | 0 | D2b
83 | D2 |  | Natural Gas | Yes | No | No |  | 3 |  |  | 0 | D2b
84 | D2 |  | Natural Gas | Yes | No | No |  | 4 |  |  | 0 | D2b
85 | D2 |  | Natural Gas | Yes | No | No |  | 5 |  |  | 0 | D2b
86 | D2 |  | Natural Gas | Yes | No | No |  | 6 |  |  | 0 | D2b
87 | D2 |  | Natural Gas | Yes | No | No |  | 7 |  |  | 0 | D2b
88 | D2 |  | Natural Gas | Yes | No | No |  | 8 |  |  | 0 | D2b
89 | D2 |  | Natural Gas | Yes | No | No |  | 9 |  |  | 0 | D2b
90 | D2 |  | Natural Gas | Yes | No | No |  | 10 |  |  | 0 | D2b
91 | D2 |  | Natural Gas | Yes | No | No |  | 11 |  |  | 0 | D2b
92 | D2 |  | Natural Gas | Yes | No | No |  | 12 |  |  | 0 | D2b
93 | D2 |  | Natural Gas | Yes | No | No |  | 13 |  |  | 0 | D2b
94 | D2 |  | Natural Gas | Yes | No | No |  | 14 |  |  | 0 | D2b
95 | D2 |  | Natural Gas | Yes | No | No |  | 15 |  |  | 0 | D2b
96 | D2 |  | Natural Gas | Yes | No | No |  | 16 |  |  | 0 | D2b
97 | D2 |  | Natural Gas | Yes | No | No |  | 17 |  |  | 0 | D2b
98 | D2 |  | Natural Gas | Yes | No | No |  | 18 |  |  | 0 | D2b
99 | D2 |  | Natural Gas | Yes | No | No |  | 19 |  |  | 0 | D2b
100 | D2 |  | Natural Gas | Yes | No | No |  | 20 |  |  | 0 | D2b
101 | D2 |  | Water | Yes | No | No |  | 1 |  |  | 0 | D2c
102 | D2 |  | Water | Yes | No | No |  | 2 |  |  | 0 | D2c
103 | D2 |  | Water | Yes | No | No |  | 3 |  |  | 0 | D2c
104 | D2 |  | Water | Yes | No | No |  | 4 |  |  | 0 | D2c
105 | D2 |  | Water | Yes | No | No |  | 5 |  |  | 0 | D2c
106 | D2 |  | Water | Yes | No | No |  | 6 |  |  | 0 | D2c
107 | D2 |  | Water | Yes | No | No |  | 7 |  |  | 0 | D2c
108 | D2 |  | Water | Yes | No | No |  | 8 |  |  | 0 | D2c
109 | D2 |  | Water | Yes | No | No |  | 9 |  |  | 0 | D2c
110 | D2 |  | Water | Yes | No | No |  | 10 |  |  | 0 | D2c
111 | D2 |  | Water | Yes | No | No |  | 11 |  |  | 0 | D2c
112 | D2 |  | Water | Yes | No | No |  | 12 |  |  | 0 | D2c
113 | D2 |  | Water | Yes | No | No |  | 13 |  |  | 0 | D2c
114 | D2 |  | Water | Yes | No | No |  | 14 |  |  | 0 | D2c
115 | D2 |  | Water | Yes | No | No |  | 15 |  |  | 0 | D2c
116 | D2 |  | Water | Yes | No | No |  | 16 |  |  | 0 | D2c
117 | D2 |  | Water | Yes | No | No |  | 17 |  |  | 0 | D2c
118 | D2 |  | Water | Yes | No | No |  | 18 |  |  | 0 | D2c
119 | D2 |  | Water | Yes | No | No |  | 19 |  |  | 0 | D2c
120 | D2 |  | Water | Yes | No | No |  | 20 |  |  | 0 | D2c
121 | D3 | Hurricane, Category 3 | Electricity | Yes | No | No | Electricity | 1 | Diesel generator B |  | 0.8 | D3a
122 | D3 | Hurricane, Category 3 | Electricity | Yes | No | No | Electricity | 2 |  |  | 0 | D3a
123 | D3 | Hurricane, Category 3 | Electricity | Yes | No | No | Electricity | 3 | UPS plus diesel generator A | Yes | 0 | D3a
124 | D3 | Hurricane, Category 3 | Electricity | Yes | No | No | Electricity | 4 |  |  | 0 | D3a
125 | D3 | Hurricane, Category 3 | Electricity | Yes | No | No | Electricity | 5 |  |  | 0 | D3a
126 | D3 | Hurricane, Category 3 | Electricity | Yes | No | No | Electricity | 6 |  |  | 0 | D3a
127 | D3 | Hurricane, Category 3 | Electricity | Yes | No | No | Electricity | 7 |  |  | 0 | D3a
128 | D3 | Hurricane, Category 3 | Electricity | Yes | No | No | Electricity | 8 |  |  | 0 | D3a
129 | D3 | Hurricane, Category 3 | Electricity | Yes | No | No | Electricity | 9 |  |  | 0 | D3a
130 | D3 | Hurricane, Category 3 | Electricity | Yes | No | No | Electricity | 10 |  |  | 0 | D3a
131 | D3 | Hurricane, Category 3 | Electricity | Yes | No | No | Electricity | 11 |  |  | 0 | D3a
132 | D3 | Hurricane, Category 3 | Electricity | Yes | No | No | Electricity | 12 |  |  | 0 | D3a
133 | D3 | Hurricane, Category 3 | Electricity | Yes | No | No | Electricity | 13 |  |  | 0 | D3a
134 | D3 | Hurricane, Category 3 | Electricity | Yes | No | No | Electricity | 14 |  |  | 0 | D3a
135 | D3 | Hurricane, Category 3 | Electricity | Yes | No | No | Electricity | 15 |  |  | 0 | D3a
136 | D3 | Hurricane, Category 3 | Electricity | Yes | No | No | Electricity | 16 |  |  | 0 | D3a
137 | D3 | Hurricane, Category 3 | Electricity | Yes | No | No | Electricity | 17 |  |  | 0 | D3a
138 | D3 | Hurricane, Category 3 | Electricity | Yes | No | No | Electricity | 18 |  |  | 0 | D3a
139 | D3 | Hurricane, Category 3 | Electricity | Yes | No | No | Electricity | 19 |  |  | 0 | D3a
140 | D3 | Hurricane, Category 3 | Electricity | Yes | No | No | Electricity | 20 |  |  | 0 | D3a
141 | D3 |  | Natural Gas | Yes | No | No |  | 1 |  |  | 0 | D3b
142 | D3 |  | Natural Gas | Yes | No | No |  | 2 |  |  | 0 | D3b
143 | D3 |  | Natural Gas | Yes | No | No |  | 3 |  |  | 0 | D3b
144 | D3 |  | Natural Gas | Yes | No | No |  | 4 |  |  | 0 | D3b
145 | D3 |  | Natural Gas | Yes | No | No |  | 5 |  |  | 0 | D3b
146 | D3 |  | Natural Gas | Yes | No | No |  | 6 |  |  | 0 | D3b
147 | D3 |  | Natural Gas | Yes | No | No |  | 7 |  |  | 0 | D3b
148 | D3 |  | Natural Gas | Yes | No | No |  | 8 |  |  | 0 | D3b
149 | D3 |  | Natural Gas | Yes | No | No |  | 9 |  |  | 0 | D3b
150 | D3 |  | Natural Gas | Yes | No | No |  | 10 |  |  | 0 | D3b
151 | D3 |  | Natural Gas | Yes | No | No |  | 11 |  |  | 0 | D3b
152 | D3 |  | Natural Gas | Yes | No | No |  | 12 |  |  | 0 | D3b
153 | D3 |  | Natural Gas | Yes | No | No |  | 13 |  |  | 0 | D3b
154 | D3 |  | Natural Gas | Yes | No | No |  | 14 |  |  | 0 | D3b
155 | D3 |  | Natural Gas | Yes | No | No |  | 15 |  |  | 0 | D3b
156 | D3 |  | Natural Gas | Yes | No | No |  | 16 |  |  | 0 | D3b
157 | D3 |  | Natural Gas | Yes | No | No |  | 17 |  |  | 0 | D3b
158 | D3 |  | Natural Gas | Yes | No | No |  | 18 |  |  | 0 | D3b
159 | D3 |  | Natural Gas | Yes | No | No |  | 19 |  |  | 0 | D3b
160 | D3 |  | Natural Gas | Yes | No | No |  | 20 |  |  | 0 | D3b
161 | D3 |  | Water | Yes | No | No |  | 1 |  |  | 0 | D3c
162 | D3 |  | Water | Yes | No | No |  | 2 |  | No | 0 | D3c
163 | D3 |  | Water | Yes | No | No |  | 3 |  |  | 0 | D3c
164 | D3 |  | Water | Yes | No | No |  | 4 |  |  | 0 | D3c
165 | D3 |  | Water | Yes | No | No |  | 5 |  |  | 0 | D3c
166 | D3 |  | Water | Yes | No | No |  | 6 |  |  | 0 | D3c
167 | D3 |  | Water | Yes | No | No |  | 7 |  |  | 0 | D3c
168 | D3 |  | Water | Yes | No | No |  | 8 |  |  | 0 | D3c
169 | D3 |  | Water | Yes | No | No |  | 9 |  |  | 0 | D3c
170 | D3 |  | Water | Yes | No | No |  | 10 |  |  | 0 | D3c
171 | D3 |  | Water | Yes | No | No |  | 11 |  |  | 0 | D3c
172 | D3 |  | Water | Yes | No | No |  | 12 |  |  | 0 | D3c
173 | D3 |  | Water | Yes | No | No |  | 13 |  |  | 0 | D3c
174 | D3 |  | Water | Yes | No | No |  | 14 |  |  | 0 | D3c
175 | D3 |  | Water | Yes | No | No |  | 15 |  |  | 0 | D3c
176 | D3 |  | Water | Yes | No | No |  | 16 |  |  | 0 | D3c
177 | D3 |  | Water | Yes | No | No |  | 17 |  |  | 0 | D3c
178 | D3 |  | Water | Yes | No | No |  | 18 |  |  | 0 | D3c
179 | D3 |  | Water | Yes | No | No |  | 19 |  |  | 0 | D3c
180 | D3 |  | Water | Yes | No | No |  | 20 |  |  | 0 | D3c
181 | D4 | Hurricane, Category 5 | Electricity | Yes | Yes | Yes | Electricity | 1 | Diesel generator B |  | 0.8 | D4a
182 | D4 | Hurricane, Category 5 | Electricity | Yes | Yes | Yes | Electricity | 2 |  |  | 0 | D4a
183 | D4 | Hurricane, Category 5 | Electricity | Yes | Yes | Yes | Electricity | 3 | UPS plus diesel generator A | Yes | 0 | D4a
184 | D4 | Hurricane, Category 5 | Electricity | Yes | Yes | Yes | Electricity | 4 |  |  | 0 | D4a
185 | D4 | Hurricane, Category 5 | Electricity | Yes | Yes | Yes | Electricity | 5 |  |  | 0 | D4a
186 | D4 | Hurricane, Category 5 | Electricity | Yes | Yes | Yes | Electricity | 6 |  |  | 0 | D4a
187 | D4 | Hurricane, Category 5 | Electricity | Yes | Yes | Yes | Electricity | 7 |  |  | 0 | D4a
188 | D4 | Hurricane, Category 5 | Electricity | Yes | Yes | Yes | Electricity | 8 |  |  | 0 | D4a
189 | D4 | Hurricane, Category 5 | Electricity | Yes | Yes | Yes | Electricity | 9 |  |  | 0 | D4a
190 | D4 | Hurricane, Category 5 | Electricity | Yes | Yes | Yes | Electricity | 10 |  |  | 0 | D4a
191 | D4 | Hurricane, Category 5 | Electricity | Yes | Yes | Yes | Electricity | 11 |  |  | 0 | D4a
192 | D4 | Hurricane, Category 5 | Electricity | Yes | Yes | Yes | Electricity | 12 |  |  | 0 | D4a
193 | D4 | Hurricane, Category 5 | Electricity | Yes | Yes | Yes | Electricity | 13 |  |  | 0 | D4a
194 | D4 | Hurricane, Category 5 | Electricity | Yes | Yes | Yes | Electricity | 14 |  |  | 0 | D4a
195 | D4 | Hurricane, Category 5 | Electricity | Yes | Yes | Yes | Electricity | 15 |  |  | 0 | D4a
196 | D4 | Hurricane, Category 5 | Electricity | Yes | Yes | Yes | Electricity | 16 |  |  | 0 | D4a
197 | D4 | Hurricane, Category 5 | Electricity | Yes | Yes | Yes | Electricity | 17 |  |  | 0 | D4a
198 | D4 | Hurricane, Category 5 | Electricity | Yes | Yes | Yes | Electricity | 18 |  |  | 0 | D4a
199 | D4 | Hurricane, Category 5 | Electricity | Yes | Yes | Yes | Electricity | 19 |  |  | 0 | D4a
200 | D4 | Hurricane, Category 5 | Electricity | Yes | Yes | Yes | Electricity | 20 |  |  | 0 | D4a
201 | D4 | Hurricane, Category 5 | Natural Gas | Yes | Yes | Yes | Natural Gas | 1 |  |  | 0 | D4b
202 | D4 | Hurricane, Category 5 | Natural Gas | Yes | Yes | Yes | Natural Gas | 2 |  |  | 0 | D4b
203 | D4 | Hurricane, Category 5 | Natural Gas | Yes | Yes | Yes | Natural Gas | 3 |  |  | 0 | D4b
204 | D4 | Hurricane, Category 5 | Natural Gas | Yes | Yes | Yes | Natural Gas | 4 |  |  | 0 | D4b
205 | D4 | Hurricane, Category 5 | Natural Gas | Yes | Yes | Yes | Natural Gas | 5 |  |  | 0 | D4b
206 | D4 | Hurricane, Category 5 | Natural Gas | Yes | Yes | Yes | Natural Gas | 6 |  |  | 0 | D4b
207 | D4 | Hurricane, Category 5 | Natural Gas | Yes | Yes | Yes | Natural Gas | 7 |  |  | 0 | D4b
208 | D4 | Hurricane, Category 5 | Natural Gas | Yes | Yes | Yes | Natural Gas | 8 |  |  | 0 | D4b
209 | D4 | Hurricane, Category 5 | Natural Gas | Yes | Yes | Yes | Natural Gas | 9 |  |  | 0 | D4b
210 | D4 | Hurricane, Category 5 | Natural Gas | Yes | Yes | Yes | Natural Gas | 10 |  |  | 0 | D4b
211 | D4 | Hurricane, Category 5 | Natural Gas | Yes | Yes | Yes | Natural Gas | 11 |  |  | 0 | D4b
212 | D4 | Hurricane, Category 5 | Natural Gas | Yes | Yes | Yes | Natural Gas | 12 |  |  | 0 | D4b
213 | D4 | Hurricane, Category 5 | Natural Gas | Yes | Yes | Yes | Natural Gas | 13 |  |  | 0 | D4b
214 | D4 | Hurricane, Category 5 | Natural Gas | Yes | Yes | Yes | Natural Gas | 14 |  |  | 0 | D4b
215 | D4 | Hurricane, Category 5 | Natural Gas | Yes | Yes | Yes | Natural Gas | 15 |  |  | 0 | D4b
216 | D4 | Hurricane, Category 5 | Natural Gas | Yes | Yes | Yes | Natural Gas | 16 |  |  | 0 | D4b
217 | D4 | Hurricane, Category 5 | Natural Gas | Yes | Yes | Yes | Natural Gas | 17 |  |  | 0 | D4b
218 | D4 | Hurricane, Category 5 | Natural Gas | Yes | Yes | Yes | Natural Gas | 18 |  |  | 0 | D4b
219 | D4 | Hurricane, Category 5 | Natural Gas | Yes | Yes | Yes | Natural Gas | 19 |  |  | 0 | D4b
220 | D4 | Hurricane, Category 5 | Natural Gas | Yes | Yes | Yes | Natural Gas | 20 |  |  | 0 | D4b
221 | D4 | Hurricane, Category 5 | Water | Yes | Yes | Yes | Water | 1 |  |  | 0 | D4c
222 | D4 | Hurricane, Category 5 | Water | Yes | Yes | Yes | Water | 2 | On-site water tower |  | 0.8 | D4c
223 | D4 | Hurricane, Category 5 | Water | Yes | Yes | Yes | Water | 3 |  |  | 0 | D4c
224 | D4 | Hurricane, Category 5 | Water | Yes | Yes | Yes | Water | 4 |  |  | 0 | D4c
225 | D4 | Hurricane, Category 5 | Water | Yes | Yes | Yes | Water | 5 |  |  | 0 | D4c
226 | D4 | Hurricane, Category 5 | Water | Yes | Yes | Yes | Water | 6 |  |  | 0 | D4c
227 | D4 | Hurricane, Category 5 | Water | Yes | Yes | Yes | Water | 7 |  |  | 0 | D4c
228 | D4 | Hurricane, Category 5 | Water | Yes | Yes | Yes | Water | 8 |  |  | 0 | D4c
229 | D4 | Hurricane, Category 5 | Water | Yes | Yes | Yes | Water | 9 |  |  | 0 | D4c
230 | D4 | Hurricane, Category 5 | Water | Yes | Yes | Yes | Water | 10 |  |  | 0 | D4c
231 | D4 | Hurricane, Category 5 | Water | Yes | Yes | Yes | Water | 11 |  |  | 0 | D4c
232 | D4 | Hurricane, Category 5 | Water | Yes | Yes | Yes | Water | 12 |  |  | 0 | D4c
233 | D4 | Hurricane, Category 5 | Water | Yes | Yes | Yes | Water | 13 |  |  | 0 | D4c
234 | D4 | Hurricane, Category 5 | Water | Yes | Yes | Yes | Water | 14 |  |  | 0 | D4c
235 | D4 | Hurricane, Category 5 | Water | Yes | Yes | Yes | Water | 15 |  |  | 0 | D4c
236 | D4 | Hurricane, Category 5 | Water | Yes | Yes | Yes | Water | 16 |  |  | 0 | D4c
237 | D4 | Hurricane, Category 5 | Water | Yes | Yes | Yes | Water | 17 |  |  | 0 | D4c
238 | D4 | Hurricane, Category 5 | Water | Yes | Yes | Yes | Water | 18 |  |  | 0 | D4c
239 | D4 | Hurricane, Category 5 | Water | Yes | Yes | Yes | Water | 19 |  |  | 0 | D4c
240 | D4 | Hurricane, Category 5 | Water | Yes | Yes | Yes | Water | 20 |  |  | 0 | D4c
241 | D5 | Riverine Flooding | Electricity | Yes | No | No | Electricity | 1 | Diesel generator B |  | 0.8 | D5a
242 | D5 | Riverine Flooding | Electricity | Yes | No | No | Electricity | 2 |  |  | 0 | D5a
243 | D5 | Riverine Flooding | Electricity | Yes | No | No | Electricity | 3 | UPS plus diesel generator A | Yes | 0 | D5a
244 | D5 | Riverine Flooding | Electricity | Yes | No | No | Electricity | 4 |  |  | 0 | D5a
245 | D5 | Riverine Flooding | Electricity | Yes | No | No | Electricity | 5 |  |  | 0 | D5a
246 | D5 | Riverine Flooding | Electricity | Yes | No | No | Electricity | 6 |  |  | 0 | D5a
247 | D5 | Riverine Flooding | Electricity | Yes | No | No | Electricity | 7 |  |  | 0 | D5a
248 | D5 | Riverine Flooding | Electricity | Yes | No | No | Electricity | 8 |  |  | 0 | D5a
249 | D5 | Riverine Flooding | Electricity | Yes | No | No | Electricity | 9 |  |  | 0 | D5a
250 | D5 | Riverine Flooding | Electricity | Yes | No | No | Electricity | 10 |  |  | 0 | D5a
251 | D5 | Riverine Flooding | Electricity | Yes | No | No | Electricity | 11 |  |  | 0 | D5a
252 | D5 | Riverine Flooding | Electricity | Yes | No | No | Electricity | 12 |  |  | 0 | D5a
253 | D5 | Riverine Flooding | Electricity | Yes | No | No | Electricity | 13 |  |  | 0 | D5a
254 | D5 | Riverine Flooding | Electricity | Yes | No | No | Electricity | 14 |  |  | 0 | D5a
255 | D5 | Riverine Flooding | Electricity | Yes | No | No | Electricity | 15 |  |  | 0 | D5a
256 | D5 | Riverine Flooding | Electricity | Yes | No | No | Electricity | 16 |  |  | 0 | D5a
257 | D5 | Riverine Flooding | Electricity | Yes | No | No | Electricity | 17 |  |  | 0 | D5a
258 | D5 | Riverine Flooding | Electricity | Yes | No | No | Electricity | 18 |  |  | 0 | D5a
259 | D5 | Riverine Flooding | Electricity | Yes | No | No | Electricity | 19 |  |  | 0 | D5a
260 | D5 | Riverine Flooding | Electricity | Yes | No | No | Electricity | 20 |  |  | 0 | D5a
261 | D5 |  | Natural Gas | Yes | No | No |  | 1 |  |  | 0 | D5b
262 | D5 |  | Natural Gas | Yes | No | No |  | 2 |  |  | 0 | D5b
263 | D5 |  | Natural Gas | Yes | No | No |  | 3 |  |  | 0 | D5b
264 | D5 |  | Natural Gas | Yes | No | No |  | 4 |  |  | 0 | D5b
265 | D5 |  | Natural Gas | Yes | No | No |  | 5 |  |  | 0 | D5b
266 | D5 |  | Natural Gas | Yes | No | No |  | 6 |  |  | 0 | D5b
267 | D5 |  | Natural Gas | Yes | No | No |  | 7 |  |  | 0 | D5b
268 | D5 |  | Natural Gas | Yes | No | No |  | 8 |  |  | 0 | D5b
269 | D5 |  | Natural Gas | Yes | No | No |  | 9 |  |  | 0 | D5b
270 | D5 |  | Natural Gas | Yes | No | No |  | 10 |  |  | 0 | D5b
271 | D5 |  | Natural Gas | Yes | No | No |  | 11 |  |  | 0 | D5b
272 | D5 |  | Natural Gas | Yes | No | No |  | 12 |  |  | 0 | D5b
273 | D5 |  | Natural Gas | Yes | No | No |  | 13 |  |  | 0 | D5b
274 | D5 |  | Natural Gas | Yes | No | No |  | 14 |  |  | 0 | D5b
275 | D5 |  | Natural Gas | Yes | No | No |  | 15 |  |  | 0 | D5b
276 | D5 |  | Natural Gas | Yes | No | No |  | 16 |  |  | 0 | D5b
277 | D5 |  | Natural Gas | Yes | No | No |  | 17 |  |  | 0 | D5b
278 | D5 |  | Natural Gas | Yes | No | No |  | 18 |  |  | 0 | D5b
279 | D5 |  | Natural Gas | Yes | No | No |  | 19 |  |  | 0 | D5b
280 | D5 |  | Natural Gas | Yes | No | No |  | 20 |  |  | 0 | D5b
281 | D5 |  | Water | Yes | No | No |  | 1 |  |  | 0 | D5c
282 | D5 |  | Water | Yes | No | No |  | 2 |  |  | 0 | D5c
283 | D5 |  | Water | Yes | No | No |  | 3 |  |  | 0 | D5c
284 | D5 |  | Water | Yes | No | No |  | 4 |  |  | 0 | D5c
285 | D5 |  | Water | Yes | No | No |  | 5 |  |  | 0 | D5c
286 | D5 |  | Water | Yes | No | No |  | 6 |  |  | 0 | D5c
287 | D5 |  | Water | Yes | No | No |  | 7 |  |  | 0 | D5c
288 | D5 |  | Water | Yes | No | No |  | 8 |  |  | 0 | D5c
289 | D5 |  | Water | Yes | No | No |  | 9 |  |  | 0 | D5c
290 | D5 |  | Water | Yes | No | No |  | 10 |  |  | 0 | D5c
291 | D5 |  | Water | Yes | No | No |  | 11 |  |  | 0 | D5c
292 | D5 |  | Water | Yes | No | No |  | 12 |  |  | 0 | D5c
293 | D5 |  | Water | Yes | No | No |  | 13 |  |  | 0 | D5c
294 | D5 |  | Water | Yes | No | No |  | 14 |  |  | 0 | D5c
295 | D5 |  | Water | Yes | No | No |  | 15 |  |  | 0 | D5c
296 | D5 |  | Water | Yes | No | No |  | 16 |  |  | 0 | D5c
297 | D5 |  | Water | Yes | No | No |  | 17 |  |  | 0 | D5c
298 | D5 |  | Water | Yes | No | No |  | 18 |  |  | 0 | D5c
299 | D5 |  | Water | Yes | No | No |  | 19 |  |  | 0 | D5c
300 | D5 |  | Water | Yes | No | No |  | 20 |  |  | 0 | D5c
301 | D6 | Winter Weather | Electricity | Yes | No | Yes | Electricity | 1 | Diesel generator B |  | 0.8 | D6a
302 | D6 | Winter Weather | Electricity | Yes | No | Yes | Electricity | 2 |  |  | 0 | D6a
303 | D6 | Winter Weather | Electricity | Yes | No | Yes | Electricity | 3 | UPS plus diesel generator A |  | 0.8 | D6a
304 | D6 | Winter Weather | Electricity | Yes | No | Yes | Electricity | 4 |  |  | 0 | D6a
305 | D6 | Winter Weather | Electricity | Yes | No | Yes | Electricity | 5 |  |  | 0 | D6a
306 | D6 | Winter Weather | Electricity | Yes | No | Yes | Electricity | 6 |  |  | 0 | D6a
307 | D6 | Winter Weather | Electricity | Yes | No | Yes | Electricity | 7 |  |  | 0 | D6a
308 | D6 | Winter Weather | Electricity | Yes | No | Yes | Electricity | 8 |  |  | 0 | D6a
309 | D6 | Winter Weather | Electricity | Yes | No | Yes | Electricity | 9 |  |  | 0 | D6a
310 | D6 | Winter Weather | Electricity | Yes | No | Yes | Electricity | 10 |  |  | 0 | D6a
311 | D6 | Winter Weather | Electricity | Yes | No | Yes | Electricity | 11 |  |  | 0 | D6a
312 | D6 | Winter Weather | Electricity | Yes | No | Yes | Electricity | 12 |  |  | 0 | D6a
313 | D6 | Winter Weather | Electricity | Yes | No | Yes | Electricity | 13 |  |  | 0 | D6a
314 | D6 | Winter Weather | Electricity | Yes | No | Yes | Electricity | 14 |  |  | 0 | D6a
315 | D6 | Winter Weather | Electricity | Yes | No | Yes | Electricity | 15 |  |  | 0 | D6a
316 | D6 | Winter Weather | Electricity | Yes | No | Yes | Electricity | 16 |  |  | 0 | D6a
317 | D6 | Winter Weather | Electricity | Yes | No | Yes | Electricity | 17 |  |  | 0 | D6a
318 | D6 | Winter Weather | Electricity | Yes | No | Yes | Electricity | 18 |  |  | 0 | D6a
319 | D6 | Winter Weather | Electricity | Yes | No | Yes | Electricity | 19 |  |  | 0 | D6a
320 | D6 | Winter Weather | Electricity | Yes | No | Yes | Electricity | 20 |  |  | 0 | D6a
321 | D6 |  | Natural Gas | Yes | No | Yes |  | 1 |  |  | 0 | D6b
322 | D6 |  | Natural Gas | Yes | No | Yes |  | 2 |  |  | 0 | D6b
323 | D6 |  | Natural Gas | Yes | No | Yes |  | 3 |  |  | 0 | D6b
324 | D6 |  | Natural Gas | Yes | No | Yes |  | 4 |  |  | 0 | D6b
325 | D6 |  | Natural Gas | Yes | No | Yes |  | 5 |  |  | 0 | D6b
326 | D6 |  | Natural Gas | Yes | No | Yes |  | 6 |  |  | 0 | D6b
327 | D6 |  | Natural Gas | Yes | No | Yes |  | 7 |  |  | 0 | D6b
328 | D6 |  | Natural Gas | Yes | No | Yes |  | 8 |  |  | 0 | D6b
329 | D6 |  | Natural Gas | Yes | No | Yes |  | 9 |  |  | 0 | D6b
330 | D6 |  | Natural Gas | Yes | No | Yes |  | 10 |  |  | 0 | D6b
331 | D6 |  | Natural Gas | Yes | No | Yes |  | 11 |  |  | 0 | D6b
332 | D6 |  | Natural Gas | Yes | No | Yes |  | 12 |  |  | 0 | D6b
333 | D6 |  | Natural Gas | Yes | No | Yes |  | 13 |  |  | 0 | D6b
334 | D6 |  | Natural Gas | Yes | No | Yes |  | 14 |  |  | 0 | D6b
335 | D6 |  | Natural Gas | Yes | No | Yes |  | 15 |  |  | 0 | D6b
336 | D6 |  | Natural Gas | Yes | No | Yes |  | 16 |  |  | 0 | D6b
337 | D6 |  | Natural Gas | Yes | No | Yes |  | 17 |  |  | 0 | D6b
338 | D6 |  | Natural Gas | Yes | No | Yes |  | 18 |  |  | 0 | D6b
339 | D6 |  | Natural Gas | Yes | No | Yes |  | 19 |  |  | 0 | D6b
340 | D6 |  | Natural Gas | Yes | No | Yes |  | 20 |  |  | 0 | D6b
341 | D6 | Winter Weather | Water | Yes | No | Yes | Water | 1 |  |  | 0 | D6c
342 | D6 | Winter Weather | Water | Yes | No | Yes | Water | 2 | On-site water tower |  | 0.8 | D6c
343 | D6 | Winter Weather | Water | Yes | No | Yes | Water | 3 |  |  | 0 | D6c
344 | D6 | Winter Weather | Water | Yes | No | Yes | Water | 4 |  |  | 0 | D6c
345 | D6 | Winter Weather | Water | Yes | No | Yes | Water | 5 |  |  | 0 | D6c
346 | D6 | Winter Weather | Water | Yes | No | Yes | Water | 6 |  |  | 0 | D6c
347 | D6 | Winter Weather | Water | Yes | No | Yes | Water | 7 |  |  | 0 | D6c
348 | D6 | Winter Weather | Water | Yes | No | Yes | Water | 8 |  |  | 0 | D6c
349 | D6 | Winter Weather | Water | Yes | No | Yes | Water | 9 |  |  | 0 | D6c
350 | D6 | Winter Weather | Water | Yes | No | Yes | Water | 10 |  |  | 0 | D6c
351 | D6 | Winter Weather | Water | Yes | No | Yes | Water | 11 |  |  | 0 | D6c
352 | D6 | Winter Weather | Water | Yes | No | Yes | Water | 12 |  |  | 0 | D6c
353 | D6 | Winter Weather | Water | Yes | No | Yes | Water | 13 |  |  | 0 | D6c
354 | D6 | Winter Weather | Water | Yes | No | Yes | Water | 14 |  |  | 0 | D6c
355 | D6 | Winter Weather | Water | Yes | No | Yes | Water | 15 |  |  | 0 | D6c
356 | D6 | Winter Weather | Water | Yes | No | Yes | Water | 16 |  |  | 0 | D6c
357 | D6 | Winter Weather | Water | Yes | No | Yes | Water | 17 |  |  | 0 | D6c
358 | D6 | Winter Weather | Water | Yes | No | Yes | Water | 18 |  |  | 0 | D6c
359 | D6 | Winter Weather | Water | Yes | No | Yes | Water | 19 |  |  | 0 | D6c
360 | D6 | Winter Weather | Water | Yes | No | Yes | Water | 20 |  |  | 0 | D6c
361 | D7 |  | Electricity |  |  |  |  | 1 |  |  | 0 | D7a
362 | D7 |  | Electricity |  |  |  |  | 2 |  |  | 0 | D7a
363 | D7 |  | Electricity |  |  |  |  | 3 |  |  | 0 | D7a
364 | D7 |  | Electricity |  |  |  |  | 4 |  |  | 0 | D7a
365 | D7 |  | Electricity |  |  |  |  | 5 |  |  | 0 | D7a
366 | D7 |  | Electricity |  |  |  |  | 6 |  |  | 0 | D7a
367 | D7 |  | Electricity |  |  |  |  | 7 |  |  | 0 | D7a
368 | D7 |  | Electricity |  |  |  |  | 8 |  |  | 0 | D7a
369 | D7 |  | Electricity |  |  |  |  | 9 |  |  | 0 | D7a
370 | D7 |  | Electricity |  |  |  |  | 10 |  |  | 0 | D7a
371 | D7 |  | Electricity |  |  |  |  | 11 |  |  | 0 | D7a
372 | D7 |  | Electricity |  |  |  |  | 12 |  |  | 0 | D7a
373 | D7 |  | Electricity |  |  |  |  | 13 |  |  | 0 | D7a
374 | D7 |  | Electricity |  |  |  |  | 14 |  |  | 0 | D7a
375 | D7 |  | Electricity |  |  |  |  | 15 |  |  | 0 | D7a
376 | D7 |  | Electricity |  |  |  |  | 16 |  |  | 0 | D7a
377 | D7 |  | Electricity |  |  |  |  | 17 |  |  | 0 | D7a
378 | D7 |  | Electricity |  |  |  |  | 18 |  |  | 0 | D7a
379 | D7 |  | Electricity |  |  |  |  | 19 |  |  | 0 | D7a
380 | D7 |  | Electricity |  |  |  |  | 20 |  |  | 0 | D7a
381 | D7 |  | Natural Gas |  |  |  |  | 1 |  |  | 0 | D7b
382 | D7 |  | Natural Gas |  |  |  |  | 2 |  |  | 0 | D7b
383 | D7 |  | Natural Gas |  |  |  |  | 3 |  |  | 0 | D7b
384 | D7 |  | Natural Gas |  |  |  |  | 4 |  |  | 0 | D7b
385 | D7 |  | Natural Gas |  |  |  |  | 5 |  |  | 0 | D7b
386 | D7 |  | Natural Gas |  |  |  |  | 6 |  |  | 0 | D7b
387 | D7 |  | Natural Gas |  |  |  |  | 7 |  |  | 0 | D7b
388 | D7 |  | Natural Gas |  |  |  |  | 8 |  |  | 0 | D7b
389 | D7 |  | Natural Gas |  |  |  |  | 9 |  |  | 0 | D7b
390 | D7 |  | Natural Gas |  |  |  |  | 10 |  |  | 0 | D7b
391 | D7 |  | Natural Gas |  |  |  |  | 11 |  |  | 0 | D7b
392 | D7 |  | Natural Gas |  |  |  |  | 12 |  |  | 0 | D7b
393 | D7 |  | Natural Gas |  |  |  |  | 13 |  |  | 0 | D7b
394 | D7 |  | Natural Gas |  |  |  |  | 14 |  |  | 0 | D7b
395 | D7 |  | Natural Gas |  |  |  |  | 15 |  |  | 0 | D7b
396 | D7 |  | Natural Gas |  |  |  |  | 16 |  |  | 0 | D7b
397 | D7 |  | Natural Gas |  |  |  |  | 17 |  |  | 0 | D7b
398 | D7 |  | Natural Gas |  |  |  |  | 18 |  |  | 0 | D7b
399 | D7 |  | Natural Gas |  |  |  |  | 19 |  |  | 0 | D7b
400 | D7 |  | Natural Gas |  |  |  |  | 20 |  |  | 0 | D7b
401 | D7 |  | Water |  |  |  |  | 1 |  |  | 0 | D7c
402 | D7 |  | Water |  |  |  |  | 2 |  |  | 0 | D7c
403 | D7 |  | Water |  |  |  |  | 3 |  |  | 0 | D7c
404 | D7 |  | Water |  |  |  |  | 4 |  |  | 0 | D7c
405 | D7 |  | Water |  |  |  |  | 5 |  |  | 0 | D7c
406 | D7 |  | Water |  |  |  |  | 6 |  |  | 0 | D7c
407 | D7 |  | Water |  |  |  |  | 7 |  |  | 0 | D7c
408 | D7 |  | Water |  |  |  |  | 8 |  |  | 0 | D7c
409 | D7 |  | Water |  |  |  |  | 9 |  |  | 0 | D7c
410 | D7 |  | Water |  |  |  |  | 10 |  |  | 0 | D7c
411 | D7 |  | Water |  |  |  |  | 11 |  |  | 0 | D7c
412 | D7 |  | Water |  |  |  |  | 12 |  |  | 0 | D7c
413 | D7 |  | Water |  |  |  |  | 13 |  |  | 0 | D7c
414 | D7 |  | Water |  |  |  |  | 14 |  |  | 0 | D7c
415 | D7 |  | Water |  |  |  |  | 15 |  |  | 0 | D7c
416 | D7 |  | Water |  |  |  |  | 16 |  |  | 0 | D7c
417 | D7 |  | Water |  |  |  |  | 17 |  |  | 0 | D7c
418 | D7 |  | Water |  |  |  |  | 18 |  |  | 0 | D7c
419 | D7 |  | Water |  |  |  |  | 19 |  |  | 0 | D7c
420 | D7 |  | Water |  |  |  |  | 20 |  |  | 0 | D7c
421 | D8 |  | Electricity |  |  |  |  | 1 |  |  | 0 | D8a
422 | D8 |  | Electricity |  |  |  |  | 2 |  |  | 0 | D8a
423 | D8 |  | Electricity |  |  |  |  | 3 |  |  | 0 | D8a
424 | D8 |  | Electricity |  |  |  |  | 4 |  |  | 0 | D8a
425 | D8 |  | Electricity |  |  |  |  | 5 |  |  | 0 | D8a
426 | D8 |  | Electricity |  |  |  |  | 6 |  |  | 0 | D8a
427 | D8 |  | Electricity |  |  |  |  | 7 |  |  | 0 | D8a
428 | D8 |  | Electricity |  |  |  |  | 8 |  |  | 0 | D8a
429 | D8 |  | Electricity |  |  |  |  | 9 |  |  | 0 | D8a
430 | D8 |  | Electricity |  |  |  |  | 10 |  |  | 0 | D8a
431 | D8 |  | Electricity |  |  |  |  | 11 |  |  | 0 | D8a
432 | D8 |  | Electricity |  |  |  |  | 12 |  |  | 0 | D8a
433 | D8 |  | Electricity |  |  |  |  | 13 |  |  | 0 | D8a
434 | D8 |  | Electricity |  |  |  |  | 14 |  |  | 0 | D8a
435 | D8 |  | Electricity |  |  |  |  | 15 |  |  | 0 | D8a
436 | D8 |  | Electricity |  |  |  |  | 16 |  |  | 0 | D8a
437 | D8 |  | Electricity |  |  |  |  | 17 |  |  | 0 | D8a
438 | D8 |  | Electricity |  |  |  |  | 18 |  |  | 0 | D8a
439 | D8 |  | Electricity |  |  |  |  | 19 |  |  | 0 | D8a
440 | D8 |  | Electricity |  |  |  |  | 20 |  |  | 0 | D8a
441 | D8 |  | Natural Gas |  |  |  |  | 1 |  |  | 0 | D8b
442 | D8 |  | Natural Gas |  |  |  |  | 2 |  |  | 0 | D8b
443 | D8 |  | Natural Gas |  |  |  |  | 3 |  |  | 0 | D8b
444 | D8 |  | Natural Gas |  |  |  |  | 4 |  |  | 0 | D8b
445 | D8 |  | Natural Gas |  |  |  |  | 5 |  |  | 0 | D8b
446 | D8 |  | Natural Gas |  |  |  |  | 6 |  |  | 0 | D8b
447 | D8 |  | Natural Gas |  |  |  |  | 7 |  |  | 0 | D8b
448 | D8 |  | Natural Gas |  |  |  |  | 8 |  |  | 0 | D8b
449 | D8 |  | Natural Gas |  |  |  |  | 9 |  |  | 0 | D8b
450 | D8 |  | Natural Gas |  |  |  |  | 10 |  |  | 0 | D8b
451 | D8 |  | Natural Gas |  |  |  |  | 11 |  |  | 0 | D8b
452 | D8 |  | Natural Gas |  |  |  |  | 12 |  |  | 0 | D8b
453 | D8 |  | Natural Gas |  |  |  |  | 13 |  |  | 0 | D8b
454 | D8 |  | Natural Gas |  |  |  |  | 14 |  |  | 0 | D8b
455 | D8 |  | Natural Gas |  |  |  |  | 15 |  |  | 0 | D8b
456 | D8 |  | Natural Gas |  |  |  |  | 16 |  |  | 0 | D8b
457 | D8 |  | Natural Gas |  |  |  |  | 17 |  |  | 0 | D8b
458 | D8 |  | Natural Gas |  |  |  |  | 18 |  |  | 0 | D8b
459 | D8 |  | Natural Gas |  |  |  |  | 19 |  |  | 0 | D8b
460 | D8 |  | Natural Gas |  |  |  |  | 20 |  |  | 0 | D8b
461 | D8 |  | Water |  |  |  |  | 1 |  |  | 0 | D8c
462 | D8 |  | Water |  |  |  |  | 2 |  |  | 0 | D8c
463 | D8 |  | Water |  |  |  |  | 3 |  |  | 0 | D8c
464 | D8 |  | Water |  |  |  |  | 4 |  |  | 0 | D8c
465 | D8 |  | Water |  |  |  |  | 5 |  |  | 0 | D8c
466 | D8 |  | Water |  |  |  |  | 6 |  |  | 0 | D8c
467 | D8 |  | Water |  |  |  |  | 7 |  |  | 0 | D8c
468 | D8 |  | Water |  |  |  |  | 8 |  |  | 0 | D8c
469 | D8 |  | Water |  |  |  |  | 9 |  |  | 0 | D8c
470 | D8 |  | Water |  |  |  |  | 10 |  |  | 0 | D8c
471 | D8 |  | Water |  |  |  |  | 11 |  |  | 0 | D8c
472 | D8 |  | Water |  |  |  |  | 12 |  |  | 0 | D8c
473 | D8 |  | Water |  |  |  |  | 13 |  |  | 0 | D8c
474 | D8 |  | Water |  |  |  |  | 14 |  |  | 0 | D8c
475 | D8 |  | Water |  |  |  |  | 15 |  |  | 0 | D8c
476 | D8 |  | Water |  |  |  |  | 16 |  |  | 0 | D8c
477 | D8 |  | Water |  |  |  |  | 17 |  |  | 0 | D8c
478 | D8 |  | Water |  |  |  |  | 18 |  |  | 0 | D8c
479 | D8 |  | Water |  |  |  |  | 19 |  |  | 0 | D8c
480 | D8 |  | Water |  |  |  |  | 20 |  |  | 0 | D8c
481 | D9 |  | Electricity |  |  |  |  | 1 |  |  | 0 | D9a
482 | D9 |  | Electricity |  |  |  |  | 2 |  |  | 0 | D9a
483 | D9 |  | Electricity |  |  |  |  | 3 |  |  | 0 | D9a
484 | D9 |  | Electricity |  |  |  |  | 4 |  |  | 0 | D9a
485 | D9 |  | Electricity |  |  |  |  | 5 |  |  | 0 | D9a
486 | D9 |  | Electricity |  |  |  |  | 6 |  |  | 0 | D9a
487 | D9 |  | Electricity |  |  |  |  | 7 |  |  | 0 | D9a
488 | D9 |  | Electricity |  |  |  |  | 8 |  |  | 0 | D9a
489 | D9 |  | Electricity |  |  |  |  | 9 |  |  | 0 | D9a
490 | D9 |  | Electricity |  |  |  |  | 10 |  |  | 0 | D9a
491 | D9 |  | Electricity |  |  |  |  | 11 |  |  | 0 | D9a
492 | D9 |  | Electricity |  |  |  |  | 12 |  |  | 0 | D9a
493 | D9 |  | Electricity |  |  |  |  | 13 |  |  | 0 | D9a
494 | D9 |  | Electricity |  |  |  |  | 14 |  |  | 0 | D9a
495 | D9 |  | Electricity |  |  |  |  | 15 |  |  | 0 | D9a
496 | D9 |  | Electricity |  |  |  |  | 16 |  |  | 0 | D9a
497 | D9 |  | Electricity |  |  |  |  | 17 |  |  | 0 | D9a
498 | D9 |  | Electricity |  |  |  |  | 18 |  |  | 0 | D9a
499 | D9 |  | Electricity |  |  |  |  | 19 |  |  | 0 | D9a
500 | D9 |  | Electricity |  |  |  |  | 20 |  |  | 0 | D9a
501 | D9 |  | Natural Gas |  |  |  |  | 1 |  |  | 0 | D9b
502 | D9 |  | Natural Gas |  |  |  |  | 2 |  |  | 0 | D9b
503 | D9 |  | Natural Gas |  |  |  |  | 3 |  |  | 0 | D9b
504 | D9 |  | Natural Gas |  |  |  |  | 4 |  |  | 0 | D9b
505 | D9 |  | Natural Gas |  |  |  |  | 5 |  |  | 0 | D9b
506 | D9 |  | Natural Gas |  |  |  |  | 6 |  |  | 0 | D9b
507 | D9 |  | Natural Gas |  |  |  |  | 7 |  |  | 0 | D9b
508 | D9 |  | Natural Gas |  |  |  |  | 8 |  |  | 0 | D9b
509 | D9 |  | Natural Gas |  |  |  |  | 9 |  |  | 0 | D9b
510 | D9 |  | Natural Gas |  |  |  |  | 10 |  |  | 0 | D9b
511 | D9 |  | Natural Gas |  |  |  |  | 11 |  |  | 0 | D9b
512 | D9 |  | Natural Gas |  |  |  |  | 12 |  |  | 0 | D9b
513 | D9 |  | Natural Gas |  |  |  |  | 13 |  |  | 0 | D9b
514 | D9 |  | Natural Gas |  |  |  |  | 14 |  |  | 0 | D9b
515 | D9 |  | Natural Gas |  |  |  |  | 15 |  |  | 0 | D9b
516 | D9 |  | Natural Gas |  |  |  |  | 16 |  |  | 0 | D9b
517 | D9 |  | Natural Gas |  |  |  |  | 17 |  |  | 0 | D9b
518 | D9 |  | Natural Gas |  |  |  |  | 18 |  |  | 0 | D9b
519 | D9 |  | Natural Gas |  |  |  |  | 19 |  |  | 0 | D9b
520 | D9 |  | Natural Gas |  |  |  |  | 20 |  |  | 0 | D9b
521 | D9 |  | Water |  |  |  |  | 1 |  |  | 0 | D9c
522 | D9 |  | Water |  |  |  |  | 2 |  |  | 0 | D9c
523 | D9 |  | Water |  |  |  |  | 3 |  |  | 0 | D9c
524 | D9 |  | Water |  |  |  |  | 4 |  |  | 0 | D9c
525 | D9 |  | Water |  |  |  |  | 5 |  |  | 0 | D9c
526 | D9 |  | Water |  |  |  |  | 6 |  |  | 0 | D9c
527 | D9 |  | Water |  |  |  |  | 7 |  |  | 0 | D9c
528 | D9 |  | Water |  |  |  |  | 8 |  |  | 0 | D9c
529 | D9 |  | Water |  |  |  |  | 9 |  |  | 0 | D9c
530 | D9 |  | Water |  |  |  |  | 10 |  |  | 0 | D9c
531 | D9 |  | Water |  |  |  |  | 11 |  |  | 0 | D9c
532 | D9 |  | Water |  |  |  |  | 12 |  |  | 0 | D9c
533 | D9 |  | Water |  |  |  |  | 13 |  |  | 0 | D9c
534 | D9 |  | Water |  |  |  |  | 14 |  |  | 0 | D9c
535 | D9 |  | Water |  |  |  |  | 15 |  |  | 0 | D9c
536 | D9 |  | Water |  |  |  |  | 16 |  |  | 0 | D9c
537 | D9 |  | Water |  |  |  |  | 17 |  |  | 0 | D9c
538 | D9 |  | Water |  |  |  |  | 18 |  |  | 0 | D9c
539 | D9 |  | Water |  |  |  |  | 19 |  |  | 0 | D9c
540 | D9 |  | Water |  |  |  |  | 20 |  |  | 0 | D9c
541 | D10 |  | Electricity |  |  |  |  | 1 |  |  | 0 | D10a
542 | D10 |  | Electricity |  |  |  |  | 2 |  |  | 0 | D10a
543 | D10 |  | Electricity |  |  |  |  | 3 |  |  | 0 | D10a
544 | D10 |  | Electricity |  |  |  |  | 4 |  |  | 0 | D10a
545 | D10 |  | Electricity |  |  |  |  | 5 |  |  | 0 | D10a
546 | D10 |  | Electricity |  |  |  |  | 6 |  |  | 0 | D10a
547 | D10 |  | Electricity |  |  |  |  | 7 |  |  | 0 | D10a
548 | D10 |  | Electricity |  |  |  |  | 8 |  |  | 0 | D10a
549 | D10 |  | Electricity |  |  |  |  | 9 |  |  | 0 | D10a
550 | D10 |  | Electricity |  |  |  |  | 10 |  |  | 0 | D10a
551 | D10 |  | Electricity |  |  |  |  | 11 |  |  | 0 | D10a
552 | D10 |  | Electricity |  |  |  |  | 12 |  |  | 0 | D10a
553 | D10 |  | Electricity |  |  |  |  | 13 |  |  | 0 | D10a
554 | D10 |  | Electricity |  |  |  |  | 14 |  |  | 0 | D10a
555 | D10 |  | Electricity |  |  |  |  | 15 |  |  | 0 | D10a
556 | D10 |  | Electricity |  |  |  |  | 16 |  |  | 0 | D10a
557 | D10 |  | Electricity |  |  |  |  | 17 |  |  | 0 | D10a
558 | D10 |  | Electricity |  |  |  |  | 18 |  |  | 0 | D10a
559 | D10 |  | Electricity |  |  |  |  | 19 |  |  | 0 | D10a
560 | D10 |  | Electricity |  |  |  |  | 20 |  |  | 0 | D10a
561 | D10 |  | Natural Gas |  |  |  |  | 1 |  |  | 0 | D10b
562 | D10 |  | Natural Gas |  |  |  |  | 2 |  |  | 0 | D10b
563 | D10 |  | Natural Gas |  |  |  |  | 3 |  |  | 0 | D10b
564 | D10 |  | Natural Gas |  |  |  |  | 4 |  |  | 0 | D10b
565 | D10 |  | Natural Gas |  |  |  |  | 5 |  |  | 0 | D10b
566 | D10 |  | Natural Gas |  |  |  |  | 6 |  |  | 0 | D10b
567 | D10 |  | Natural Gas |  |  |  |  | 7 |  |  | 0 | D10b
568 | D10 |  | Natural Gas |  |  |  |  | 8 |  |  | 0 | D10b
569 | D10 |  | Natural Gas |  |  |  |  | 9 |  |  | 0 | D10b
570 | D10 |  | Natural Gas |  |  |  |  | 10 |  |  | 0 | D10b
571 | D10 |  | Natural Gas |  |  |  |  | 11 |  |  | 0 | D10b
572 | D10 |  | Natural Gas |  |  |  |  | 12 |  |  | 0 | D10b
573 | D10 |  | Natural Gas |  |  |  |  | 13 |  |  | 0 | D10b
574 | D10 |  | Natural Gas |  |  |  |  | 14 |  |  | 0 | D10b
575 | D10 |  | Natural Gas |  |  |  |  | 15 |  |  | 0 | D10b
576 | D10 |  | Natural Gas |  |  |  |  | 16 |  |  | 0 | D10b
577 | D10 |  | Natural Gas |  |  |  |  | 17 |  |  | 0 | D10b
578 | D10 |  | Natural Gas |  |  |  |  | 18 |  |  | 0 | D10b
579 | D10 |  | Natural Gas |  |  |  |  | 19 |  |  | 0 | D10b
580 | D10 |  | Natural Gas |  |  |  |  | 20 |  |  | 0 | D10b
581 | D10 |  | Water |  |  |  |  | 1 |  |  | 0 | D10c
582 | D10 |  | Water |  |  |  |  | 2 |  |  | 0 | D10c
583 | D10 |  | Water |  |  |  |  | 3 |  |  | 0 | D10c
584 | D10 |  | Water |  |  |  |  | 4 |  |  | 0 | D10c
585 | D10 |  | Water |  |  |  |  | 5 |  |  | 0 | D10c
586 | D10 |  | Water |  |  |  |  | 6 |  |  | 0 | D10c
587 | D10 |  | Water |  |  |  |  | 7 |  |  | 0 | D10c
588 | D10 |  | Water |  |  |  |  | 8 |  |  | 0 | D10c
589 | D10 |  | Water |  |  |  |  | 9 |  |  | 0 | D10c
590 | D10 |  | Water |  |  |  |  | 10 |  |  | 0 | D10c
591 | D10 |  | Water |  |  |  |  | 11 |  |  | 0 | D10c
592 | D10 |  | Water |  |  |  |  | 12 |  |  | 0 | D10c
593 | D10 |  | Water |  |  |  |  | 13 |  |  | 0 | D10c
594 | D10 |  | Water |  |  |  |  | 14 |  |  | 0 | D10c
595 | D10 |  | Water |  |  |  |  | 15 |  |  | 0 | D10c
596 | D10 |  | Water |  |  |  |  | 16 |  |  | 0 | D10c
597 | D10 |  | Water |  |  |  |  | 17 |  |  | 0 | D10c
598 | D10 |  | Water |  |  |  |  | 18 |  |  | 0 | D10c
599 | D10 |  | Water |  |  |  |  | 19 |  |  | 0 | D10c
600 | D10 |  | Water |  |  |  |  | 20 |  |  | 0 | D10c
601 | D11 |  | Electricity |  |  |  |  | 1 |  |  | 0 | D11a
602 | D11 |  | Electricity |  |  |  |  | 2 |  |  | 0 | D11a
603 | D11 |  | Electricity |  |  |  |  | 3 |  |  | 0 | D11a
604 | D11 |  | Electricity |  |  |  |  | 4 |  |  | 0 | D11a
605 | D11 |  | Electricity |  |  |  |  | 5 |  |  | 0 | D11a
606 | D11 |  | Electricity |  |  |  |  | 6 |  |  | 0 | D11a
607 | D11 |  | Electricity |  |  |  |  | 7 |  |  | 0 | D11a
608 | D11 |  | Electricity |  |  |  |  | 8 |  |  | 0 | D11a
609 | D11 |  | Electricity |  |  |  |  | 9 |  |  | 0 | D11a
610 | D11 |  | Electricity |  |  |  |  | 10 |  |  | 0 | D11a
611 | D11 |  | Electricity |  |  |  |  | 11 |  |  | 0 | D11a
612 | D11 |  | Electricity |  |  |  |  | 12 |  |  | 0 | D11a
613 | D11 |  | Electricity |  |  |  |  | 13 |  |  | 0 | D11a
614 | D11 |  | Electricity |  |  |  |  | 14 |  |  | 0 | D11a
615 | D11 |  | Electricity |  |  |  |  | 15 |  |  | 0 | D11a
616 | D11 |  | Electricity |  |  |  |  | 16 |  |  | 0 | D11a
617 | D11 |  | Electricity |  |  |  |  | 17 |  |  | 0 | D11a
618 | D11 |  | Electricity |  |  |  |  | 18 |  |  | 0 | D11a
619 | D11 |  | Electricity |  |  |  |  | 19 |  |  | 0 | D11a
620 | D11 |  | Electricity |  |  |  |  | 20 |  |  | 0 | D11a
621 | D11 |  | Natural Gas |  |  |  |  | 1 |  |  | 0 | D11b
622 | D11 |  | Natural Gas |  |  |  |  | 2 |  |  | 0 | D11b
623 | D11 |  | Natural Gas |  |  |  |  | 3 |  |  | 0 | D11b
624 | D11 |  | Natural Gas |  |  |  |  | 4 |  |  | 0 | D11b
625 | D11 |  | Natural Gas |  |  |  |  | 5 |  |  | 0 | D11b
626 | D11 |  | Natural Gas |  |  |  |  | 6 |  |  | 0 | D11b
627 | D11 |  | Natural Gas |  |  |  |  | 7 |  |  | 0 | D11b
628 | D11 |  | Natural Gas |  |  |  |  | 8 |  |  | 0 | D11b
629 | D11 |  | Natural Gas |  |  |  |  | 9 |  |  | 0 | D11b
630 | D11 |  | Natural Gas |  |  |  |  | 10 |  |  | 0 | D11b
631 | D11 |  | Natural Gas |  |  |  |  | 11 |  |  | 0 | D11b
632 | D11 |  | Natural Gas |  |  |  |  | 12 |  |  | 0 | D11b
633 | D11 |  | Natural Gas |  |  |  |  | 13 |  |  | 0 | D11b
634 | D11 |  | Natural Gas |  |  |  |  | 14 |  |  | 0 | D11b
635 | D11 |  | Natural Gas |  |  |  |  | 15 |  |  | 0 | D11b
636 | D11 |  | Natural Gas |  |  |  |  | 16 |  |  | 0 | D11b
637 | D11 |  | Natural Gas |  |  |  |  | 17 |  |  | 0 | D11b
638 | D11 |  | Natural Gas |  |  |  |  | 18 |  |  | 0 | D11b
639 | D11 |  | Natural Gas |  |  |  |  | 19 |  |  | 0 | D11b
640 | D11 |  | Natural Gas |  |  |  |  | 20 |  |  | 0 | D11b
641 | D11 |  | Water |  |  |  |  | 1 |  |  | 0 | D11c
642 | D11 |  | Water |  |  |  |  | 2 |  |  | 0 | D11c
643 | D11 |  | Water |  |  |  |  | 3 |  |  | 0 | D11c
644 | D11 |  | Water |  |  |  |  | 4 |  |  | 0 | D11c
645 | D11 |  | Water |  |  |  |  | 5 |  |  | 0 | D11c
646 | D11 |  | Water |  |  |  |  | 6 |  |  | 0 | D11c
647 | D11 |  | Water |  |  |  |  | 7 |  |  | 0 | D11c
648 | D11 |  | Water |  |  |  |  | 8 |  |  | 0 | D11c
649 | D11 |  | Water |  |  |  |  | 9 |  |  | 0 | D11c
650 | D11 |  | Water |  |  |  |  | 10 |  |  | 0 | D11c
651 | D11 |  | Water |  |  |  |  | 11 |  |  | 0 | D11c
652 | D11 |  | Water |  |  |  |  | 12 |  |  | 0 | D11c
653 | D11 |  | Water |  |  |  |  | 13 |  |  | 0 | D11c
654 | D11 |  | Water |  |  |  |  | 14 |  |  | 0 | D11c
655 | D11 |  | Water |  |  |  |  | 15 |  |  | 0 | D11c
656 | D11 |  | Water |  |  |  |  | 16 |  |  | 0 | D11c
657 | D11 |  | Water |  |  |  |  | 17 |  |  | 0 | D11c
658 | D11 |  | Water |  |  |  |  | 18 |  |  | 0 | D11c
659 | D11 |  | Water |  |  |  |  | 19 |  |  | 0 | D11c
660 | D11 |  | Water |  |  |  |  | 20 |  |  | 0 | D11c
661 | D12 |  | Electricity |  |  |  |  | 1 |  |  | 0 | D12a
662 | D12 |  | Electricity |  |  |  |  | 2 |  |  | 0 | D12a
663 | D12 |  | Electricity |  |  |  |  | 3 |  |  | 0 | D12a
664 | D12 |  | Electricity |  |  |  |  | 4 |  |  | 0 | D12a
665 | D12 |  | Electricity |  |  |  |  | 5 |  |  | 0 | D12a
666 | D12 |  | Electricity |  |  |  |  | 6 |  |  | 0 | D12a
667 | D12 |  | Electricity |  |  |  |  | 7 |  |  | 0 | D12a
668 | D12 |  | Electricity |  |  |  |  | 8 |  |  | 0 | D12a
669 | D12 |  | Electricity |  |  |  |  | 9 |  |  | 0 | D12a
670 | D12 |  | Electricity |  |  |  |  | 10 |  |  | 0 | D12a
671 | D12 |  | Electricity |  |  |  |  | 11 |  |  | 0 | D12a
672 | D12 |  | Electricity |  |  |  |  | 12 |  |  | 0 | D12a
673 | D12 |  | Electricity |  |  |  |  | 13 |  |  | 0 | D12a
674 | D12 |  | Electricity |  |  |  |  | 14 |  |  | 0 | D12a
675 | D12 |  | Electricity |  |  |  |  | 15 |  |  | 0 | D12a
676 | D12 |  | Electricity |  |  |  |  | 16 |  |  | 0 | D12a
677 | D12 |  | Electricity |  |  |  |  | 17 |  |  | 0 | D12a
678 | D12 |  | Electricity |  |  |  |  | 18 |  |  | 0 | D12a
679 | D12 |  | Electricity |  |  |  |  | 19 |  |  | 0 | D12a
680 | D12 |  | Electricity |  |  |  |  | 20 |  |  | 0 | D12a
681 | D12 |  | Natural Gas |  |  |  |  | 1 |  |  | 0 | D12b
682 | D12 |  | Natural Gas |  |  |  |  | 2 |  |  | 0 | D12b
683 | D12 |  | Natural Gas |  |  |  |  | 3 |  |  | 0 | D12b
684 | D12 |  | Natural Gas |  |  |  |  | 4 |  |  | 0 | D12b
685 | D12 |  | Natural Gas |  |  |  |  | 5 |  |  | 0 | D12b
686 | D12 |  | Natural Gas |  |  |  |  | 6 |  |  | 0 | D12b
687 | D12 |  | Natural Gas |  |  |  |  | 7 |  |  | 0 | D12b
688 | D12 |  | Natural Gas |  |  |  |  | 8 |  |  | 0 | D12b
689 | D12 |  | Natural Gas |  |  |  |  | 9 |  |  | 0 | D12b
690 | D12 |  | Natural Gas |  |  |  |  | 10 |  |  | 0 | D12b
691 | D12 |  | Natural Gas |  |  |  |  | 11 |  |  | 0 | D12b
692 | D12 |  | Natural Gas |  |  |  |  | 12 |  |  | 0 | D12b
693 | D12 |  | Natural Gas |  |  |  |  | 13 |  |  | 0 | D12b
694 | D12 |  | Natural Gas |  |  |  |  | 14 |  |  | 0 | D12b
695 | D12 |  | Natural Gas |  |  |  |  | 15 |  |  | 0 | D12b
696 | D12 |  | Natural Gas |  |  |  |  | 16 |  |  | 0 | D12b
697 | D12 |  | Natural Gas |  |  |  |  | 17 |  |  | 0 | D12b
698 | D12 |  | Natural Gas |  |  |  |  | 18 |  |  | 0 | D12b
699 | D12 |  | Natural Gas |  |  |  |  | 19 |  |  | 0 | D12b
700 | D12 |  | Natural Gas |  |  |  |  | 20 |  |  | 0 | D12b
701 | D12 |  | Water |  |  |  |  | 1 |  |  | 0 | D12c
702 | D12 |  | Water |  |  |  |  | 2 |  |  | 0 | D12c
703 | D12 |  | Water |  |  |  |  | 3 |  |  | 0 | D12c
704 | D12 |  | Water |  |  |  |  | 4 |  |  | 0 | D12c
705 | D12 |  | Water |  |  |  |  | 5 |  |  | 0 | D12c
706 | D12 |  | Water |  |  |  |  | 6 |  |  | 0 | D12c
707 | D12 |  | Water |  |  |  |  | 7 |  |  | 0 | D12c
708 | D12 |  | Water |  |  |  |  | 8 |  |  | 0 | D12c
709 | D12 |  | Water |  |  |  |  | 9 |  |  | 0 | D12c
710 | D12 |  | Water |  |  |  |  | 10 |  |  | 0 | D12c
711 | D12 |  | Water |  |  |  |  | 11 |  |  | 0 | D12c
712 | D12 |  | Water |  |  |  |  | 12 |  |  | 0 | D12c
713 | D12 |  | Water |  |  |  |  | 13 |  |  | 0 | D12c
714 | D12 |  | Water |  |  |  |  | 14 |  |  | 0 | D12c
715 | D12 |  | Water |  |  |  |  | 15 |  |  | 0 | D12c
716 | D12 |  | Water |  |  |  |  | 16 |  |  | 0 | D12c
717 | D12 |  | Water |  |  |  |  | 17 |  |  | 0 | D12c
718 | D12 |  | Water |  |  |  |  | 18 |  |  | 0 | D12c
719 | D12 |  | Water |  |  |  |  | 19 |  |  | 0 | D12c
720 | D12 |  | Water |  |  |  |  | 20 |  |  | 0 | D12c
721 | D13 |  | Electricity |  |  |  |  | 1 |  |  | 0 | D13a
722 | D13 |  | Electricity |  |  |  |  | 2 |  |  | 0 | D13a
723 | D13 |  | Electricity |  |  |  |  | 3 |  |  | 0 | D13a
724 | D13 |  | Electricity |  |  |  |  | 4 |  |  | 0 | D13a
725 | D13 |  | Electricity |  |  |  |  | 5 |  |  | 0 | D13a
726 | D13 |  | Electricity |  |  |  |  | 6 |  |  | 0 | D13a
727 | D13 |  | Electricity |  |  |  |  | 7 |  |  | 0 | D13a
728 | D13 |  | Electricity |  |  |  |  | 8 |  |  | 0 | D13a
729 | D13 |  | Electricity |  |  |  |  | 9 |  |  | 0 | D13a
730 | D13 |  | Electricity |  |  |  |  | 10 |  |  | 0 | D13a
731 | D13 |  | Electricity |  |  |  |  | 11 |  |  | 0 | D13a
732 | D13 |  | Electricity |  |  |  |  | 12 |  |  | 0 | D13a
733 | D13 |  | Electricity |  |  |  |  | 13 |  |  | 0 | D13a
734 | D13 |  | Electricity |  |  |  |  | 14 |  |  | 0 | D13a
735 | D13 |  | Electricity |  |  |  |  | 15 |  |  | 0 | D13a
736 | D13 |  | Electricity |  |  |  |  | 16 |  |  | 0 | D13a
737 | D13 |  | Electricity |  |  |  |  | 17 |  |  | 0 | D13a
738 | D13 |  | Electricity |  |  |  |  | 18 |  |  | 0 | D13a
739 | D13 |  | Electricity |  |  |  |  | 19 |  |  | 0 | D13a
740 | D13 |  | Electricity |  |  |  |  | 20 |  |  | 0 | D13a
741 | D13 |  | Natural Gas |  |  |  |  | 1 |  |  | 0 | D13b
742 | D13 |  | Natural Gas |  |  |  |  | 2 |  |  | 0 | D13b
743 | D13 |  | Natural Gas |  |  |  |  | 3 |  |  | 0 | D13b
744 | D13 |  | Natural Gas |  |  |  |  | 4 |  |  | 0 | D13b
745 | D13 |  | Natural Gas |  |  |  |  | 5 |  |  | 0 | D13b
746 | D13 |  | Natural Gas |  |  |  |  | 6 |  |  | 0 | D13b
747 | D13 |  | Natural Gas |  |  |  |  | 7 |  |  | 0 | D13b
748 | D13 |  | Natural Gas |  |  |  |  | 8 |  |  | 0 | D13b
749 | D13 |  | Natural Gas |  |  |  |  | 9 |  |  | 0 | D13b
750 | D13 |  | Natural Gas |  |  |  |  | 10 |  |  | 0 | D13b
751 | D13 |  | Natural Gas |  |  |  |  | 11 |  |  | 0 | D13b
752 | D13 |  | Natural Gas |  |  |  |  | 12 |  |  | 0 | D13b
753 | D13 |  | Natural Gas |  |  |  |  | 13 |  |  | 0 | D13b
754 | D13 |  | Natural Gas |  |  |  |  | 14 |  |  | 0 | D13b
755 | D13 |  | Natural Gas |  |  |  |  | 15 |  |  | 0 | D13b
756 | D13 |  | Natural Gas |  |  |  |  | 16 |  |  | 0 | D13b
757 | D13 |  | Natural Gas |  |  |  |  | 17 |  |  | 0 | D13b
758 | D13 |  | Natural Gas |  |  |  |  | 18 |  |  | 0 | D13b
759 | D13 |  | Natural Gas |  |  |  |  | 19 |  |  | 0 | D13b
760 | D13 |  | Natural Gas |  |  |  |  | 20 |  |  | 0 | D13b
761 | D13 |  | Water |  |  |  |  | 1 |  |  | 0 | D13c
762 | D13 |  | Water |  |  |  |  | 2 |  |  | 0 | D13c
763 | D13 |  | Water |  |  |  |  | 3 |  |  | 0 | D13c
764 | D13 |  | Water |  |  |  |  | 4 |  |  | 0 | D13c
765 | D13 |  | Water |  |  |  |  | 5 |  |  | 0 | D13c
766 | D13 |  | Water |  |  |  |  | 6 |  |  | 0 | D13c
767 | D13 |  | Water |  |  |  |  | 7 |  |  | 0 | D13c
768 | D13 |  | Water |  |  |  |  | 8 |  |  | 0 | D13c
769 | D13 |  | Water |  |  |  |  | 9 |  |  | 0 | D13c
770 | D13 |  | Water |  |  |  |  | 10 |  |  | 0 | D13c
771 | D13 |  | Water |  |  |  |  | 11 |  |  | 0 | D13c
772 | D13 |  | Water |  |  |  |  | 12 |  |  | 0 | D13c
773 | D13 |  | Water |  |  |  |  | 13 |  |  | 0 | D13c
774 | D13 |  | Water |  |  |  |  | 14 |  |  | 0 | D13c
775 | D13 |  | Water |  |  |  |  | 15 |  |  | 0 | D13c
776 | D13 |  | Water |  |  |  |  | 16 |  |  | 0 | D13c
777 | D13 |  | Water |  |  |  |  | 17 |  |  | 0 | D13c
778 | D13 |  | Water |  |  |  |  | 18 |  |  | 0 | D13c
779 | D13 |  | Water |  |  |  |  | 19 |  |  | 0 | D13c
780 | D13 |  | Water |  |  |  |  | 20 |  |  | 0 | D13c
781 | D14 |  | Electricity |  |  |  |  | 1 |  |  | 0 | D14a
782 | D14 |  | Electricity |  |  |  |  | 2 |  |  | 0 | D14a
783 | D14 |  | Electricity |  |  |  |  | 3 |  |  | 0 | D14a
784 | D14 |  | Electricity |  |  |  |  | 4 |  |  | 0 | D14a
785 | D14 |  | Electricity |  |  |  |  | 5 |  |  | 0 | D14a
786 | D14 |  | Electricity |  |  |  |  | 6 |  |  | 0 | D14a
787 | D14 |  | Electricity |  |  |  |  | 7 |  |  | 0 | D14a
788 | D14 |  | Electricity |  |  |  |  | 8 |  |  | 0 | D14a
789 | D14 |  | Electricity |  |  |  |  | 9 |  |  | 0 | D14a
790 | D14 |  | Electricity |  |  |  |  | 10 |  |  | 0 | D14a
791 | D14 |  | Electricity |  |  |  |  | 11 |  |  | 0 | D14a
792 | D14 |  | Electricity |  |  |  |  | 12 |  |  | 0 | D14a
793 | D14 |  | Electricity |  |  |  |  | 13 |  |  | 0 | D14a
794 | D14 |  | Electricity |  |  |  |  | 14 |  |  | 0 | D14a
795 | D14 |  | Electricity |  |  |  |  | 15 |  |  | 0 | D14a
796 | D14 |  | Electricity |  |  |  |  | 16 |  |  | 0 | D14a
797 | D14 |  | Electricity |  |  |  |  | 17 |  |  | 0 | D14a
798 | D14 |  | Electricity |  |  |  |  | 18 |  |  | 0 | D14a
799 | D14 |  | Electricity |  |  |  |  | 19 |  |  | 0 | D14a
800 | D14 |  | Electricity |  |  |  |  | 20 |  |  | 0 | D14a
801 | D14 |  | Natural Gas |  |  |  |  | 1 |  |  | 0 | D14b
802 | D14 |  | Natural Gas |  |  |  |  | 2 |  |  | 0 | D14b
803 | D14 |  | Natural Gas |  |  |  |  | 3 |  |  | 0 | D14b
804 | D14 |  | Natural Gas |  |  |  |  | 4 |  |  | 0 | D14b
805 | D14 |  | Natural Gas |  |  |  |  | 5 |  |  | 0 | D14b
806 | D14 |  | Natural Gas |  |  |  |  | 6 |  |  | 0 | D14b
807 | D14 |  | Natural Gas |  |  |  |  | 7 |  |  | 0 | D14b
808 | D14 |  | Natural Gas |  |  |  |  | 8 |  |  | 0 | D14b
809 | D14 |  | Natural Gas |  |  |  |  | 9 |  |  | 0 | D14b
810 | D14 |  | Natural Gas |  |  |  |  | 10 |  |  | 0 | D14b
811 | D14 |  | Natural Gas |  |  |  |  | 11 |  |  | 0 | D14b
812 | D14 |  | Natural Gas |  |  |  |  | 12 |  |  | 0 | D14b
813 | D14 |  | Natural Gas |  |  |  |  | 13 |  |  | 0 | D14b
814 | D14 |  | Natural Gas |  |  |  |  | 14 |  |  | 0 | D14b
815 | D14 |  | Natural Gas |  |  |  |  | 15 |  |  | 0 | D14b
816 | D14 |  | Natural Gas |  |  |  |  | 16 |  |  | 0 | D14b
817 | D14 |  | Natural Gas |  |  |  |  | 17 |  |  | 0 | D14b
818 | D14 |  | Natural Gas |  |  |  |  | 18 |  |  | 0 | D14b
819 | D14 |  | Natural Gas |  |  |  |  | 19 |  |  | 0 | D14b
820 | D14 |  | Natural Gas |  |  |  |  | 20 |  |  | 0 | D14b
821 | D14 |  | Water |  |  |  |  | 1 |  |  | 0 | D14c
822 | D14 |  | Water |  |  |  |  | 2 |  |  | 0 | D14c
823 | D14 |  | Water |  |  |  |  | 3 |  |  | 0 | D14c
824 | D14 |  | Water |  |  |  |  | 4 |  |  | 0 | D14c
825 | D14 |  | Water |  |  |  |  | 5 |  |  | 0 | D14c
826 | D14 |  | Water |  |  |  |  | 6 |  |  | 0 | D14c
827 | D14 |  | Water |  |  |  |  | 7 |  |  | 0 | D14c
828 | D14 |  | Water |  |  |  |  | 8 |  |  | 0 | D14c
829 | D14 |  | Water |  |  |  |  | 9 |  |  | 0 | D14c
830 | D14 |  | Water |  |  |  |  | 10 |  |  | 0 | D14c
831 | D14 |  | Water |  |  |  |  | 11 |  |  | 0 | D14c
832 | D14 |  | Water |  |  |  |  | 12 |  |  | 0 | D14c
833 | D14 |  | Water |  |  |  |  | 13 |  |  | 0 | D14c
834 | D14 |  | Water |  |  |  |  | 14 |  |  | 0 | D14c
835 | D14 |  | Water |  |  |  |  | 15 |  |  | 0 | D14c
836 | D14 |  | Water |  |  |  |  | 16 |  |  | 0 | D14c
837 | D14 |  | Water |  |  |  |  | 17 |  |  | 0 | D14c
838 | D14 |  | Water |  |  |  |  | 18 |  |  | 0 | D14c
839 | D14 |  | Water |  |  |  |  | 19 |  |  | 0 | D14c
840 | D14 |  | Water |  |  |  |  | 20 |  |  | 0 | D14c
841 | D15 |  | Electricity |  |  |  |  | 1 |  |  | 0 | D15a
842 | D15 |  | Electricity |  |  |  |  | 2 |  |  | 0 | D15a
843 | D15 |  | Electricity |  |  |  |  | 3 |  |  | 0 | D15a
844 | D15 |  | Electricity |  |  |  |  | 4 |  |  | 0 | D15a
845 | D15 |  | Electricity |  |  |  |  | 5 |  |  | 0 | D15a
846 | D15 |  | Electricity |  |  |  |  | 6 |  |  | 0 | D15a
847 | D15 |  | Electricity |  |  |  |  | 7 |  |  | 0 | D15a
848 | D15 |  | Electricity |  |  |  |  | 8 |  |  | 0 | D15a
849 | D15 |  | Electricity |  |  |  |  | 9 |  |  | 0 | D15a
850 | D15 |  | Electricity |  |  |  |  | 10 |  |  | 0 | D15a
851 | D15 |  | Electricity |  |  |  |  | 11 |  |  | 0 | D15a
852 | D15 |  | Electricity |  |  |  |  | 12 |  |  | 0 | D15a
853 | D15 |  | Electricity |  |  |  |  | 13 |  |  | 0 | D15a
854 | D15 |  | Electricity |  |  |  |  | 14 |  |  | 0 | D15a
855 | D15 |  | Electricity |  |  |  |  | 15 |  |  | 0 | D15a
856 | D15 |  | Electricity |  |  |  |  | 16 |  |  | 0 | D15a
857 | D15 |  | Electricity |  |  |  |  | 17 |  |  | 0 | D15a
858 | D15 |  | Electricity |  |  |  |  | 18 |  |  | 0 | D15a
859 | D15 |  | Electricity |  |  |  |  | 19 |  |  | 0 | D15a
860 | D15 |  | Electricity |  |  |  |  | 20 |  |  | 0 | D15a
861 | D15 |  | Natural Gas |  |  |  |  | 1 |  |  | 0 | D15b
862 | D15 |  | Natural Gas |  |  |  |  | 2 |  |  | 0 | D15b
863 | D15 |  | Natural Gas |  |  |  |  | 3 |  |  | 0 | D15b
864 | D15 |  | Natural Gas |  |  |  |  | 4 |  |  | 0 | D15b
865 | D15 |  | Natural Gas |  |  |  |  | 5 |  |  | 0 | D15b
866 | D15 |  | Natural Gas |  |  |  |  | 6 |  |  | 0 | D15b
867 | D15 |  | Natural Gas |  |  |  |  | 7 |  |  | 0 | D15b
868 | D15 |  | Natural Gas |  |  |  |  | 8 |  |  | 0 | D15b
869 | D15 |  | Natural Gas |  |  |  |  | 9 |  |  | 0 | D15b
870 | D15 |  | Natural Gas |  |  |  |  | 10 |  |  | 0 | D15b
871 | D15 |  | Natural Gas |  |  |  |  | 11 |  |  | 0 | D15b
872 | D15 |  | Natural Gas |  |  |  |  | 12 |  |  | 0 | D15b
873 | D15 |  | Natural Gas |  |  |  |  | 13 |  |  | 0 | D15b
874 | D15 |  | Natural Gas |  |  |  |  | 14 |  |  | 0 | D15b
875 | D15 |  | Natural Gas |  |  |  |  | 15 |  |  | 0 | D15b
876 | D15 |  | Natural Gas |  |  |  |  | 16 |  |  | 0 | D15b
877 | D15 |  | Natural Gas |  |  |  |  | 17 |  |  | 0 | D15b
878 | D15 |  | Natural Gas |  |  |  |  | 18 |  |  | 0 | D15b
879 | D15 |  | Natural Gas |  |  |  |  | 19 |  |  | 0 | D15b
880 | D15 |  | Natural Gas |  |  |  |  | 20 |  |  | 0 | D15b
881 | D15 |  | Water |  |  |  |  | 1 |  |  | 0 | D15c
882 | D15 |  | Water |  |  |  |  | 2 |  |  | 0 | D15c
883 | D15 |  | Water |  |  |  |  | 3 |  |  | 0 | D15c
884 | D15 |  | Water |  |  |  |  | 4 |  |  | 0 | D15c
885 | D15 |  | Water |  |  |  |  | 5 |  |  | 0 | D15c
886 | D15 |  | Water |  |  |  |  | 6 |  |  | 0 | D15c
887 | D15 |  | Water |  |  |  |  | 7 |  |  | 0 | D15c
888 | D15 |  | Water |  |  |  |  | 8 |  |  | 0 | D15c
889 | D15 |  | Water |  |  |  |  | 9 |  |  | 0 | D15c
890 | D15 |  | Water |  |  |  |  | 10 |  |  | 0 | D15c
891 | D15 |  | Water |  |  |  |  | 11 |  |  | 0 | D15c
892 | D15 |  | Water |  |  |  |  | 12 |  |  | 0 | D15c
893 | D15 |  | Water |  |  |  |  | 13 |  |  | 0 | D15c
894 | D15 |  | Water |  |  |  |  | 14 |  |  | 0 | D15c
895 | D15 |  | Water |  |  |  |  | 15 |  |  | 0 | D15c
896 | D15 |  | Water |  |  |  |  | 16 |  |  | 0 | D15c
897 | D15 |  | Water |  |  |  |  | 17 |  |  | 0 | D15c
898 | D15 |  | Water |  |  |  |  | 18 |  |  | 0 | D15c
899 | D15 |  | Water |  |  |  |  | 19 |  |  | 0 | D15c
900 | D15 |  | Water |  |  |  |  | 20 |  |  | 0 | D15c

## Disrupt-LF
[16 empty] | Building | Equipment, Asset, or System | Equipment, Asset, or System | Equipment, Asset, or System | Equipment, Asset, or System | Equipment, Asset, or System | Equipment, Asset, or System | Equipment, Asset, or System | Equipment, Asset, or System | Equipment, Asset, or System | Equipment, Asset, or System | Equipment, Asset, or System
[16 empty] | 1 | 2 | 3 | 4 | 5 | 6 | 7 | 8 | 9 | 10 | 11 | 12 | 13 | 14 | 15 | 16 | 17 | 18 | 19 | 20 | 21 | 22 | 23 | 24 | 25 | 26 | 27 | 28 | 29 | 30
13. Load Failures |  |  | Failure Characteristics | (HIDE COL) |  |  | (HIDE COL) | Availability of Labor and Materials |  |  | (HIDE COL) |  | (HIDE COL) | Institutional Factors | (HIDE COL) | Building 1: Critical Load Applicability
Think about the various ways that each critical load could fail, leading to a disruption. There may be a range of failure scenarios (i.e., different combinations of failure frequencies and disruption durations) associated with different critical loads. Failure scenarios should focus on failures inherent to characteristics of the equipment, asset, or system rather than failures resulting from externally initiated, discrete events (e.g., earthquakes, high winds). These externally initiated events may also cause energy/water outages, so including them in failure scenarios may lead to overestimating risk. Enter a unique failure scenario name in Column B, and provide an estimated failure frequency for each scenario in Column C. In the section beginning in Column P, assign failure scenarios to specific critical loads. Failure scenarios may be assigned only to critical loads defined as equipment, assets, or systems. |  |  | Answer the questions in Columns D through O to derive estimated disruption durations (reported in Column C) for each failure scenario. | [12 empty] | Building 1: Select critical loads to which each failure scenario apply. Failure scenarios may be assigned only to critical loads defined as equipment, assets, or systems.
Load Failure ID | Load Failure Scenario | Estimated Disruption Duration (hrs) | Failure Frequency | Frequency (numeric) | Failure: | Expected repair/replacement complexity | Complexity (hrs) | Diagnosis and repair/replacement can occur in the same technician visit | On-site personnel can perform the diagnosis that a repair/replacement is needed | Typical technician availability | Technician availabillity (hrs) | Typical parts/replacement availability | Parts availability (hrs) | Required time for approvals | Approval time (hrs) | Building 1: Access control booth; Equipment, Asset, or System 2: Access control keypads; Equipment, Asset, or System 3: Computer stations; Equipment, Asset, or System 4: Data processing and analytics servers; Equipment, Asset, or System 5: Data storage servers; Equipment, Asset, or System 6: HVAC; Equipment, Asset, or System 7: Heating system: Thermostat, furnace, ductwork; Equipment, Asset, or System 8: Lighting; Equipment, Asset, or System 9: Routers; Equipment, Asset, or System 10: Security cameras; Equipment, Asset, or System 11: Server cooling system; Equipment, Asset, or System 12: Water for restroom and kitchenette sinks/toilets
1 | Extreme failure of building heating, HVAC, or server cooling systems requiring total replacement | 3524 | Once Every 20 Years | 0.05 | Requires replacement | Medium (8h – 3d) | 40 | False | False | Medium (3 – 7d) | 120 | Medium (1wk – 1mo) | 444 | High (2 – 6mo) | 2920 | Equipment, Asset, or System 6: Yes; Equipment, Asset, or System 7: Yes; Equipment, Asset, or System 11: Yes
2 | Common repairable failure of plug loads | 10 | Four Times Per Year | 4 | Is repairable | Low (< 8h) | 4 | True |  | On-site (0 – 8h) | 4 | Local (< 12h) | 6 | None (0h) | 0 | Equipment, Asset, or System 3: Yes; Equipment, Asset, or System 10: Yes
3 | Repairable failure of HVAC system due to electrical issue | 376 | Once Every 2 Years | 0.5 | Is repairable | Low (< 8h) | 4 | True |  | Medium (3 – 7d) | 120 | Very High (12h – 3d) | 42 | Low (1 – 2wk) | 252 | Equipment, Asset, or System 6: Yes
4 | Repairable failure of server cooling system due to chiller, pump, or fan failure | 304 | Once Every 5 Years | 0.2 | Is repairable | Low (< 8h) | 4 | True |  | High (1 – 3d) | 48 | Very High (12h – 3d) | 42 | Low (1 – 2wk) | 252 | Equipment, Asset, or System 11: Yes
5 | Furnace failure within heating system requiring replacement | 532 | Once Every 20 Years | 0.05 | Requires replacement | Medium (8h – 3d) | 40 | False | False | Medium (3 – 7d) | 120 | Very High (12h – 3d) | 42 | Low (1 – 2wk) | 252 | Equipment, Asset, or System 7: Yes
6 | Repairable failure of security cameras due to electrical issue | 10 | Once Every 2 Years | 0.5 | Is repairable | Low (< 8h) | 4 | True |  | On-site (0 – 8h) | 4 | Local (< 12h) | 6 | None (0h) | 0 | Equipment, Asset, or System 10: Yes
7 | Repairable failure of servers due to ransomware attack | 296 | Once Every 5 Years | 0.2 | Is repairable | Medium (8h – 3d) | 40 | False | True | On-site (0 – 8h) | 4 | N/A or On-site (0h) | 0 | Low (1 – 2wk) | 252 | Equipment, Asset, or System 4: Yes; Equipment, Asset, or System 5: Yes
8 | Repairable failure of servers due to hardware failure | 46 | Once Every 5 Years | 0.2 | Is repairable | Medium (8h – 3d) | 40 | True |  | On-site (0 – 8h) | 4 | Local (< 12h) | 6 | None (0h) | 0 | Equipment, Asset, or System 4: Yes; Equipment, Asset, or System 5: Yes
9 | Repairable failure of lighting due to electrical issue | 340 | Once Every 10 Years | 0.1 | Is repairable | Medium (8h – 3d) | 40 | True |  | High (1 – 3d) | 48 | Very High (12h – 3d) | 42 | Low (1 – 2wk) | 252 | Equipment, Asset, or System 8: Yes
10 | Repairable failure of routers due to hardware failure | 52 | Once Every 2 Years | 0.5 | Is repairable | Low (< 8h) | 4 | True |  | High (1 – 3d) | 48 | Local (< 12h) | 6 | None (0h) | 0 | Equipment, Asset, or System 9: Yes
11 | Failure of keypad(s) for any reason requiring replacement | 46 | Once Every 5 Years | 0.2 | Requires replacement | Low (< 8h) | 4 | True |  | On-site (0 – 8h) | 4 | Very High (12h – 3d) | 42 | None (0h) | 0 | Equipment, Asset, or System 2: Yes
12 | Failure of water to restroom and kitchenette for any reason (e.g., burst pipe) requiring repairs | 280 | Once Every 10 Years | 0.1 | Is repairable | Medium (8h – 3d) | 40 | False | False | Medium (3 – 7d) | 120 | Very High (12h – 3d) | 42 | None (0h) | 0 | Equipment, Asset, or System 12: Yes
13
14
15
16
17
18
19
20
21
22
23
24
25
26
27
28
29
30
31
32
33
34
35
36
37
38
39
40
41
42
43
44
45
46
47
48
49
50
51
52
53
54
55
56
57
58
59
60

## Supporting Calcs (hidden)
HIDE ENTIRE SHEET | [20 empty] | Valid combinations |  |  | Distinct, non-blank record #s | Defining data validation for key process reference flexibly, such that it only contains populated and distinct records (don't want blanks or repeated values to appear in drop-downs) |  |  | Supply Redundancies |  |  | Electricity |  | Natural Gas |  | Water |  | Non-blank elec supply redundancies | Non-blank NG supply redundancies | Non-blank water supply redundancies | Defining data validation for facility reference flexibly, such that it only contains populated records (don't want blanks values to appear in drop-downs) |  | Derivation of concatenated list of facilities supporting/enabling each critical function | [11 empty] | Concatenation process | [8 empty] | Final concatenation | Derivation of concatenated list of critical loads supporting/enabling each critical function | [31 empty] | Concatenation process | [28 empty] | Final concatenation
|  | Derivation of non-blank facilities for facility drop-down | [6 empty] | Derivation of non-blank critical functions for critical function drop-down | [6 empty] | Record # | Critical Load ID | Critical Load | Supply Type |  | Record # | Critical Load | Supply Type | THESE COLUMNS NO LONGER USED |  |  |  | Electricity | Natural Gas | Water | [6 empty] | None | None | None | Electricity |  |  |  | 1 | 2 | 3 | 4 | 5 | 6 | 7 | 8 | 9 | 10 | 1 | 2 | 3 | 4 | 5 | 6 | 7 | 8 | 9 | 10 |  |  | 1 | 2 | 3 | 4 | 5 | 6 | 7 | 8 | 9 | 10 | 11 | 12 | 13 | 14 | 15 | 16 | 17 | 18 | 19 | 20 | 21 | 22 | 23 | 24 | 25 | 26 | 27 | 28 | 29 | 30 | 1 | 2 | 3 | 4 | 5 | 6 | 7 | 8 | 9 | 10 | 11 | 12 | 13 | 14 | 15 | 16 | 17 | 18 | 19 | 20 | 21 | 22 | 23 | 24 | 25 | 26 | 27 | 28 | 29 | 30
Frequency categories | Frequencies | Facility ID | Facility |  |  | Non-blank facilities | Defining data validation for facility reference flexibly, such that it only contains populated records (don't want blanks values to appear in drop-downs) |  | Critical Function ID | Critical Function |  |  | Non-blank critical functions | Defining data validation for facility reference flexibly, such that it only contains populated records (don't want blanks values to appear in drop-downs) |  | 1 | 1 | Access control booth | Electricity | Yes | 1 | Access control booth | Electricity | 1 | Access control booth | Electricity | 1 | Diesel generator B |  |  | 1 | 1 | 0 | #N/A | 0 | 2 | Diesel generator B |  | On-site water tower | $BI$2 | Cell reference of first cell | Critical Function ID | Critical Function | Access Control Booth | Data Center | Training Facility | [17 empty] | Critical Function ID | Critical Function | 1: Access control booth; 2: Access control keypads; 3: Computer stations; 4: Data processing and analytics servers; 5: Data storage servers; 6: HVAC; 7: Heating system: Thermostat, furnace, ductwork; 8: Lighting; 9: Routers; 10: Security cameras; 11: Server cooling system; 12: Water for restroom and kitchenette sinks/toilets
- not included in evaluation - |  | 1 | Access Control Booth | 1 | 1 | Access Control Booth | $H$4 | Cell reference of first cell | 1 | Conduct IT training | 1 | 1 | Conduct IT training | $X$4 | Cell reference of first cell | 2 | 1 | Access control booth | Natural Gas |  |  |  |  | 4 | Access control keypads | Electricity | 2 |  |  | On-site water tower | 1 | 3 | 0 | #N/A | 1 | #N/A | UPS plus diesel generator A |  |  | 4 | First unpopulated row (if any) | 1 | Conduct IT training | 0 | 0 | Enables | 0 | 0 | 0 | 0 | 0 | 0 | 0 |  |  | Training Facility | Training Facility | Training Facility | Training Facility | Training Facility | Training Facility | Training Facility | Training Facility | 1 | Conduct IT training | 3: Supports; 7: Supports; 8: Supports; 12: Supports; Concatenation process 3: Computer stations; Concatenation process 4: Computer stations; Concatenation process 5: Computer stations; Concatenation process 6: Computer stations; Concatenation process 7: Computer stations,Heating system: Thermostat, furnace, ductwork; Concatenation process 8: Computer stations,Heating system: Thermostat, furnace, ductwork,Lighting; Concatenation process 9: Computer stations,Heating system: Thermostat, furnace, ductwork,Lighting; Concatenation process 10: Computer stations,Heating system: Thermostat, furnace, ductwork,Lighting; Concatenation process 11: Computer stations,Heating system: Thermostat, furnace, ductwork,Lighting; Concatenation process 12: Computer stations,Heating system: Thermostat, furnace, ductwork,Lighting,Water for restroom and kitchenette sinks/toilets; Concatenation process 13: Computer stations,Heating system: Thermostat, furnace, ductwork,Lighting,Water for restroom and kitchenette sinks/toilets; Concatenation process 14: Computer stations,Heating system: Thermostat, furnace, ductwork,Lighting,Water for restroom and kitchenette sinks/toilets; Concatenation process 15: Computer stations,Heating system: Thermostat, furnace, ductwork,Lighting,Water for restroom and kitchenette sinks/toilets; Concatenation process 16: Computer stations,Heating system: Thermostat, furnace, ductwork,Lighting,Water for restroom and kitchenette sinks/toilets; Concatenation process 17: Computer stations,Heating system: Thermostat, furnace, ductwork,Lighting,Water for restroom and kitchenette sinks/toilets; Concatenation process 18: Computer stations,Heating system: Thermostat, furnace, ductwork,Lighting,Water for restroom and kitchenette sinks/toilets; Concatenation process 19: Computer stations,Heating system: Thermostat, furnace, ductwork,Lighting,Water for restroom and kitchenette sinks/toilets; Concatenation process 20: Computer stations,Heating system: Thermostat, furnace, ductwork,Lighting,Water for restroom and kitchenette sinks/toilets; Concatenation process 21: Computer stations,Heating system: Thermostat, furnace, ductwork,Lighting,Water for restroom and kitchenette sinks/toilets; Concatenation process 22: Computer stations,Heating system: Thermostat, furnace, ductwork,Lighting,Water for restroom and kitchenette sinks/toilets; Concatenation process 23: Computer stations,Heating system: Thermostat, furnace, ductwork,Lighting,Water for restroom and kitchenette sinks/toilets; Concatenation process 24: Computer stations,Heating system: Thermostat, furnace, ductwork,Lighting,Water for restroom and kitchenette sinks/toilets; Concatenation process 25: Computer stations,Heating system: Thermostat, furnace, ductwork,Lighting,Water for restroom and kitchenette sinks/toilets; Concatenation process 26: Computer stations,Heating system: Thermostat, furnace, ductwork,Lighting,Water for restroom and kitchenette sinks/toilets; Concatenation process 27: Computer stations,Heating system: Thermostat, furnace, ductwork,Lighting,Water for restroom and kitchenette sinks/toilets; Concatenation process 28: Computer stations,Heating system: Thermostat, furnace, ductwork,Lighting,Water for restroom and kitchenette sinks/toilets; Concatenation process 29: Computer stations,Heating system: Thermostat, furnace, ductwork,Lighting,Water for restroom and kitchenette sinks/toilets; Final concatenation 30: Computer stations,Heating system: Thermostat, furnace, ductwork,Lighting,Water for restroom and kitchenette sinks/toilets
Almost certain (3 times/year) | 3 | 2 | Data Center | 2 | 2 | Data Center | 4 | First unpopulated row (if any) | 2 | Secure premises and regulate facility access | 2 | 2 | Secure premises and regulate facility access | 4 | First unpopulated row (if any) | 3 | 1 | Access control booth | Water |  |  |  |  | 7 | Computer stations | Electricity | 3 | UPS plus diesel generator A |  |  | 2 | #N/A | 0 | #N/A | 1 | #N/A |  |  |  | $BI$4 | Cell reference of last populated cell | 2 | Secure premises and regulate facility access | Enables | Enables | Enables | 0 | 0 | 0 | 0 | 0 | 0 | 0 | Access Control Booth | Access Control Booth,Data Center | Access Control Booth,Data Center,Training Facility | Access Control Booth,Data Center,Training Facility | Access Control Booth,Data Center,Training Facility | Access Control Booth,Data Center,Training Facility | Access Control Booth,Data Center,Training Facility | Access Control Booth,Data Center,Training Facility | Access Control Booth,Data Center,Training Facility | Access Control Booth,Data Center,Training Facility | 2 | Secure premises and regulate facility access | 1: Supports; 2: Supports; 10: Supports; Concatenation process 1: Access control booth; Concatenation process 2: Access control booth,Access control keypads; Concatenation process 3: Access control booth,Access control keypads; Concatenation process 4: Access control booth,Access control keypads; Concatenation process 5: Access control booth,Access control keypads; Concatenation process 6: Access control booth,Access control keypads; Concatenation process 7: Access control booth,Access control keypads; Concatenation process 8: Access control booth,Access control keypads; Concatenation process 9: Access control booth,Access control keypads; Concatenation process 10: Access control booth,Access control keypads,Security cameras; Concatenation process 11: Access control booth,Access control keypads,Security cameras; Concatenation process 12: Access control booth,Access control keypads,Security cameras; Concatenation process 13: Access control booth,Access control keypads,Security cameras; Concatenation process 14: Access control booth,Access control keypads,Security cameras; Concatenation process 15: Access control booth,Access control keypads,Security cameras; Concatenation process 16: Access control booth,Access control keypads,Security cameras; Concatenation process 17: Access control booth,Access control keypads,Security cameras; Concatenation process 18: Access control booth,Access control keypads,Security cameras; Concatenation process 19: Access control booth,Access control keypads,Security cameras; Concatenation process 20: Access control booth,Access control keypads,Security cameras; Concatenation process 21: Access control booth,Access control keypads,Security cameras; Concatenation process 22: Access control booth,Access control keypads,Security cameras; Concatenation process 23: Access control booth,Access control keypads,Security cameras; Concatenation process 24: Access control booth,Access control keypads,Security cameras; Concatenation process 25: Access control booth,Access control keypads,Security cameras; Concatenation process 26: Access control booth,Access control keypads,Security cameras; Concatenation process 27: Access control booth,Access control keypads,Security cameras; Concatenation process 28: Access control booth,Access control keypads,Security cameras; Concatenation process 29: Access control booth,Access control keypads,Security cameras; Final concatenation 30: Access control booth,Access control keypads,Security cameras
Likely (once a year) | 1 | 3 | Training Facility | 3 | 3 | Training Facility | $H$6 | Cell reference of last populated cell | 3 | Store and process data | 3 | 3 | Store and process data | $X$6 | Cell reference of last populated cell | 4 | 2 | Access control keypads | Electricity | Yes | 4 | Access control keypads | Electricity | 10 | Data processing and analytics servers | Electricity | 4 |  |  |  | 2 | #N/A | 0 | #N/A | 1 | #N/A |  |  |  | $BI$2:$BI$4 | Range of populated cells (assumes user enters sequentially) | 3 | Store and process data | 0 | Enables | 0 | 0 | 0 | 0 | 0 | 0 | 0 | 0 |  | Data Center | Data Center | Data Center | Data Center | Data Center | Data Center | Data Center | Data Center | Data Center | 3 | Store and process data | 4: Supports; 5: Supports; 6: Supports; 9: Supports; 11: Supports; Concatenation process 4: Data processing and analytics servers; Concatenation process 5: Data processing and analytics servers,Data storage servers; Concatenation process 6: Data processing and analytics servers,Data storage servers,HVAC; Concatenation process 7: Data processing and analytics servers,Data storage servers,HVAC; Concatenation process 8: Data processing and analytics servers,Data storage servers,HVAC; Concatenation process 9: Data processing and analytics servers,Data storage servers,HVAC,Routers; Concatenation process 10: Data processing and analytics servers,Data storage servers,HVAC,Routers; Concatenation process 11: Data processing and analytics servers,Data storage servers,HVAC,Routers,Server cooling system; Concatenation process 12: Data processing and analytics servers,Data storage servers,HVAC,Routers,Server cooling system; Concatenation process 13: Data processing and analytics servers,Data storage servers,HVAC,Routers,Server cooling system; Concatenation process 14: Data processing and analytics servers,Data storage servers,HVAC,Routers,Server cooling system; Concatenation process 15: Data processing and analytics servers,Data storage servers,HVAC,Routers,Server cooling system; Concatenation process 16: Data processing and analytics servers,Data storage servers,HVAC,Routers,Server cooling system; Concatenation process 17: Data processing and analytics servers,Data storage servers,HVAC,Routers,Server cooling system; Concatenation process 18: Data processing and analytics servers,Data storage servers,HVAC,Routers,Server cooling system; Concatenation process 19: Data processing and analytics servers,Data storage servers,HVAC,Routers,Server cooling system; Concatenation process 20: Data processing and analytics servers,Data storage servers,HVAC,Routers,Server cooling system; Concatenation process 21: Data processing and analytics servers,Data storage servers,HVAC,Routers,Server cooling system; Concatenation process 22: Data processing and analytics servers,Data storage servers,HVAC,Routers,Server cooling system; Concatenation process 23: Data processing and analytics servers,Data storage servers,HVAC,Routers,Server cooling system; Concatenation process 24: Data processing and analytics servers,Data storage servers,HVAC,Routers,Server cooling system; Concatenation process 25: Data processing and analytics servers,Data storage servers,HVAC,Routers,Server cooling system; Concatenation process 26: Data processing and analytics servers,Data storage servers,HVAC,Routers,Server cooling system; Concatenation process 27: Data processing and analytics servers,Data storage servers,HVAC,Routers,Server cooling system; Concatenation process 28: Data processing and analytics servers,Data storage servers,HVAC,Routers,Server cooling system; Concatenation process 29: Data processing and analytics servers,Data storage servers,HVAC,Routers,Server cooling system; Final concatenation 30: Data processing and analytics servers,Data storage servers,HVAC,Routers,Server cooling system
Anticipated (1 in 10 years) | 0.1 | 4 |  | 3 | #N/A |  | $H$4:$H$6 | Range of populated cells (assumes user enters sequentially) | 4 |  | 3 | #N/A |  | $X$4:$X$6 | Range of populated cells (assumes user enters sequentially) | 5 | 2 | Access control keypads | Natural Gas |  |  |  |  | 13 | Data storage servers | Electricity | 5 |  |  |  | 2 | #N/A | 0 | #N/A | 1 | #N/A |  |  |  |  | Using following formula format in data validation will provide only non-blank entries: | 4 |  | 0 | 0 | 0 | 0 | 0 | 0 | 0 | 0 | 0 | 0 | [10 empty] | 4
Unlikely (1 in 100 years) | 0.01 | 5 |  | 3 | #N/A |  |  | Using following formula format in data validation will provide only non-blank entries: | 5 |  | 3 | #N/A |  |  | Using following formula format in data validation will provide only non-blank entries: | 6 | 2 | Access control keypads | Water |  |  |  |  | 16 | HVAC | Electricity | 6 |  |  |  | 2 | #N/A | 0 | #N/A | 1 | #N/A |  |  |  |  | =INDIRECT("'Supporting calcs'!"&('Supporting calcs'!$BC$6)) | 5 |  | 0 | 0 | 0 | 0 | 0 | 0 | 0 | 0 | 0 | 0 | [10 empty] | 5
Extremely unlikely (1 in 1,000 years) | 0.001 | 6 |  | 3 | #N/A |  |  | =INDIRECT("'Supporting calcs'!"&('Supporting calcs'!$G$7)) | 6 |  | 3 | #N/A |  |  | =INDIRECT("'Supporting calcs'!"&('Supporting calcs'!$U$7)) | 7 | 3 | Computer stations | Electricity | Yes | 7 | Computer stations | Electricity | 20 | Heating system: Thermostat, furnace, ductwork | Natural Gas | 7 |  |  |  | 2 | #N/A | 0 | #N/A | 1 | #N/A | [5 empty] | 6 |  | 0 | 0 | 0 | 0 | 0 | 0 | 0 | 0 | 0 | 0 | [10 empty] | 6
|  | 7 |  | 3 | #N/A |  |  |  | 7 |  | 3 | #N/A |  |  |  | 8 | 3 | Computer stations | Natural Gas |  |  |  |  | 22 | Lighting | Electricity | 8 |  |  |  | 2 | #N/A | 0 | #N/A | 1 | #N/A | [5 empty] | 7 |  | 0 | 0 | 0 | 0 | 0 | 0 | 0 | 0 | 0 | 0 | [10 empty] | 7
|  | 8 |  | 3 | #N/A |  |  |  | 8 |  | 3 | #N/A |  |  |  | 9 | 3 | Computer stations | Water |  |  |  |  | 25 | Routers | Electricity | 9 |  |  |  | 2 | #N/A | 0 | #N/A | 1 | #N/A |  |  |  | Natural Gas |  | 8 |  | 0 | 0 | 0 | 0 | 0 | 0 | 0 | 0 | 0 | 0 | [10 empty] | 8
Disruption duration categories | Durations (hours) | 9 |  | 3 | #N/A |  |  |  | 9 |  | 3 | #N/A |  |  |  | 10 | 4 | Data processing and analytics servers | Electricity | Yes | 10 | Data processing and analytics servers | Electricity | 28 | Security cameras | Electricity | 10 |  |  |  | 2 | #N/A | 0 | #N/A | 1 | #N/A |  |  |  | $BJ$2 | Cell reference of first cell | 9 |  | 0 | 0 | 0 | 0 | 0 | 0 | 0 | 0 | 0 | 0 | [10 empty] | 9
N/A |  | 10 |  | 3 | #N/A |  |  |  | 10 |  | 3 | #N/A |  |  |  | 11 | 4 | Data processing and analytics servers | Natural Gas |  |  |  |  | 31 | Server cooling system | Electricity | 11 |  |  |  | 2 | #N/A | 0 | #N/A | 1 | #N/A |  |  |  | 2 | First unpopulated row (if any) | 10 |  | 0 | 0 | 0 | 0 | 0 | 0 | 0 | 0 | 0 | 0 | [10 empty] | 10
1 hour | 1 | [14 empty] | 12 | 4 | Data processing and analytics servers | Water |  |  |  |  | 33 | Server cooling system | Water | 12 |  |  |  | 2 | #N/A | 0 | #N/A | 1 | #N/A |  |  |  | $BJ$2 | Cell reference of last populated cell
1 day | 24 | [14 empty] | 13 | 5 | Data storage servers | Electricity | Yes | 13 | Data storage servers | Electricity | 36 | Water for restroom and kitchenette sinks/toilets | Water | 13 |  |  |  | 2 | #N/A | 0 | #N/A | 1 | #N/A |  |  |  | $BJ$2:$BJ$2 | Range of populated cells (assumes user enters sequentially)
1 week | 168 | [14 empty] | 14 | 5 | Data storage servers | Natural Gas | [7 empty] | 14 |  |  |  | 2 | #N/A | 0 | #N/A | 1 | #N/A |  |  |  |  | Using following formula format in data validation will provide only non-blank entries:
1 month | 720 | [14 empty] | 15 | 5 | Data storage servers | Water | [7 empty] | 15 |  |  |  | 2 | #N/A | 0 | #N/A | 1 | #N/A |  |  |  |  | =INDIRECT("'Supporting calcs'!"&('Supporting calcs'!$BC$15))
6 months | 4368 | [14 empty] | 16 | 6 | HVAC | Electricity | Yes | 16 | HVAC | Electricity |  |  |  | 16 |  |  |  | 2 | #N/A | 0 | #N/A | 1 | #N/A
[16 empty] | 17 | 6 | HVAC | Natural Gas | [7 empty] | 17 |  |  |  | 2 | #N/A | 0 | #N/A | 1 | #N/A
Facilities Enabling Functions | [15 empty] | 18 | 6 | HVAC | Water | [7 empty] | 18 |  |  |  | 2 | #N/A | 0 | #N/A | 1 | #N/A |  |  |  | Water
Enables | [15 empty] | 19 | 7 | Heating system: Thermostat, furnace, ductwork | Electricity | [7 empty] | 19 |  |  |  | 2 | #N/A | 0 | #N/A | 1 | #N/A |  |  |  | $BK$2 | Cell reference of first cell
--- | [15 empty] | 20 | 7 | Heating system: Thermostat, furnace, ductwork | Natural Gas | Yes | 20 | Heating system: Thermostat, furnace, ductwork | Natural Gas |  |  |  | 20 |  |  |  | 2 | #N/A | 0 | #N/A | 1 | #N/A |  |  |  | 3 | First unpopulated row (if any)
[16 empty] | 21 | 7 | Heating system: Thermostat, furnace, ductwork | Water | [20 empty] | $BK$3 | Cell reference of last populated cell
Critical Loads Associated with Facility | [15 empty] | 22 | 8 | Lighting | Electricity | Yes | 22 | Lighting | Electricity | [16 empty] | $BK$2:$BK$3 | Range of populated cells (assumes user enters sequentially)
Yes | [15 empty] | 23 | 8 | Lighting | Natural Gas | [21 empty] | Using following formula format in data validation will provide only non-blank entries:
No | [15 empty] | 24 | 8 | Lighting | Water | [21 empty] | =INDIRECT("'Supporting calcs'!"&('Supporting calcs'!$BC$24))
[16 empty] | 25 | 9 | Routers | Electricity | Yes | 25 | Routers | Electricity
[16 empty] | 26 | 9 | Routers | Natural Gas
[16 empty] | 27 | 9 | Routers | Water
[16 empty] | 28 | 10 | Security cameras | Electricity | Yes | 28 | Security cameras | Electricity
[16 empty] | 29 | 10 | Security cameras | Natural Gas
[16 empty] | 30 | 10 | Security cameras | Water
[16 empty] | 31 | 11 | Server cooling system | Electricity | Yes | 31 | Server cooling system | Electricity
[16 empty] | 32 | 11 | Server cooling system | Natural Gas
[16 empty] | 33 | 11 | Server cooling system | Water | Yes | 33 | Server cooling system | Water
[16 empty] | 34 | 12 | Water for restroom and kitchenette sinks/toilets | Electricity
[16 empty] | 35 | 12 | Water for restroom and kitchenette sinks/toilets | Natural Gas
[16 empty] | 36 | 12 | Water for restroom and kitchenette sinks/toilets | Water | Yes | 36 | Water for restroom and kitchenette sinks/toilets | Water
[16 empty] | 37 | 13 |  | Electricity
[16 empty] | 38 | 13 |  | Natural Gas
[16 empty] | 39 | 13 |  | Water
[16 empty] | 40 | 14 |  | Electricity
[16 empty] | 41 | 14 |  | Natural Gas
[16 empty] | 42 | 14 |  | Water
[16 empty] | 43 | 15 |  | Electricity
[16 empty] | 44 | 15 |  | Natural Gas
[16 empty] | 45 | 15 |  | Water
[16 empty] | 46 | 16 |  | Electricity
[16 empty] | 47 | 16 |  | Natural Gas
[16 empty] | 48 | 16 |  | Water
[16 empty] | 49 | 17 |  | Electricity
[16 empty] | 50 | 17 |  | Natural Gas
[16 empty] | 51 | 17 |  | Water
[16 empty] | 52 | 18 |  | Electricity
[16 empty] | 53 | 18 |  | Natural Gas
[16 empty] | 54 | 18 |  | Water
[16 empty] | 55 | 19 |  | Electricity
[16 empty] | 56 | 19 |  | Natural Gas
[16 empty] | 57 | 19 |  | Water
[16 empty] | 58 | 20 |  | Electricity
[16 empty] | 59 | 20 |  | Natural Gas
[16 empty] | 60 | 20 |  | Water
[16 empty] | 61 | 21 |  | Electricity
[16 empty] | 62 | 21 |  | Natural Gas
[16 empty] | 63 | 21 |  | Water
[16 empty] | 64 | 22 |  | Electricity
[16 empty] | 65 | 22 |  | Natural Gas
[16 empty] | 66 | 22 |  | Water
[16 empty] | 67 | 23 |  | Electricity
[16 empty] | 68 | 23 |  | Natural Gas
[16 empty] | 69 | 23 |  | Water
[16 empty] | 70 | 24 |  | Electricity
[16 empty] | 71 | 24 |  | Natural Gas
[16 empty] | 72 | 24 |  | Water
[16 empty] | 73 | 25 |  | Electricity
[16 empty] | 74 | 25 |  | Natural Gas
[16 empty] | 75 | 25 |  | Water
[16 empty] | 76 | 26 |  | Electricity
[16 empty] | 77 | 26 |  | Natural Gas
[16 empty] | 78 | 26 |  | Water
[16 empty] | 79 | 27 |  | Electricity
[16 empty] | 80 | 27 |  | Natural Gas
[16 empty] | 81 | 27 |  | Water
[16 empty] | 82 | 28 |  | Electricity
[16 empty] | 83 | 28 |  | Natural Gas
[16 empty] | 84 | 28 |  | Water
[16 empty] | 85 | 29 |  | Electricity
[16 empty] | 86 | 29 |  | Natural Gas
[16 empty] | 87 | 29 |  | Water
[16 empty] | 88 | 30 |  | Electricity
[16 empty] | 89 | 30 |  | Natural Gas
[16 empty] | 90 | 30 |  | Water
Note on B18: Author: This aligns with the duration used in the TRN.

## CLFR Supporting Calcs (hidden)
HIDE ENTIRE SHEET
Critical Load Type
Equipment, Asset, or System
Building
Load Failure Frequencies | Corresponds to… | annual frequency
Once per month | 12
Four times per year | 4
Two times per year | 2
Once per year | 1
Once every 2 years | 0.5
Once every 5 years | 0.2
Once every 10 years | 0.1
Once every 20 years | 0.05
Failure repair vs. replacement
Is repairable
Requires replacement
Required Time for Approvals | Corresponds to… | hours
None (0h) | 0
Very Low (< 1wk) | 84
Low (1 – 2wk) | 252
Medium (2wk – 2mo) | 840
High (2 – 6mo) | 2920
Very High (> 6mo) | 5840
Diagnose & Repair in Same Visit?
True
False
Diagnosis by On-site Personnel?
True
False
Technician Availability | Corresponds to… | hours
On-site (0 – 8h) | 4
High (1 – 3d) | 48
Medium (3 – 7d) | 120
Low (1 – 2wk) | 252
Parts Availability | Corresponds to… | hours
N/A or On-site (0h) | 0
Local (< 12h) | 6
Very High (12h – 3d) | 42
High (3 – 7d) | 120
Medium (1wk – 1mo) | 444
Low (1 – 6mo) | 2555
Very Low (> 6mo) | 5840
Repair Complexity | Corresponds to… | hours
Low (< 8h) | 4
Medium (8h – 3d) | 40
High (3 – 7d) | 120